## Intro
Scattergraph Calculations
Using Stevens-Schutzbach Method
SI Units
| Manning's Equation: | vm = kCmRm2/3 | ----> Cm = (1/n)*S1/2
| Stevens-Schutzbach: | vss = kCssRss2/3 | ----> Css = empirical
Note: k = 1.486 unit conversion factor for imperial, 1.0 for SI
Hydraulic Equations
Term | Description | Equation
D | Full pipe diameter | Input | mm -> m
d | Observed flow depth | Input from monitor | mm -> m
dobs | Obstruction depth | Input | mm -> m
de | Effective flow depth | =d-dobs | mm -> m
θ | Segment arc | =2cos-1(1-2d/D) | degrees
A | Wetted area | =(D2/8)(θ - sinθ) | m2
P | Wetted Perimeter | =Dθ/2 | m
θe | Effective segment arc | =2cos-1(1-2de/D) | degrees
Ae | Effective wetted area | =(D2/8)(θe - sinθe) | m2
Rss | Hydraulic radius | =Ae/P | m
vss | Flow velocity | =kCssRss2/3 | m/s
Stevens-Schutzback Eq. can be linearized as follows:
| Linear Equation: | y = mx + b
| where: | y = vss
x = Rss2/3
b = 0
m = kCss
Regression Equations
Term | Description | Equation | Note
x |  | =Rss2/3 | m2/3
y -or- v | Observed velocity | Input from monitor | m/s
xy |  | =Rss2/3 * observed velocity
x2 |  | =(Rss2/3)2
vss |  | =kCssRss2/3 | m/s
(vss-v)2 |  |  | SSE = Σ(vss-v)2
(v-vavg)2 |  |  | SYY = Σ(v-vavg)2
Css | Hydraulic coefficient | =(Σxy/Σx2)/k
R2 | Error | =1 - (SSE/SYY)
Revision History:
Date | By | Type | Description
2023-10-31 | Ian Rennie | Optimization | Removed 'if' statements for correction of units. Raw input data must be in units of 'mm' and 'm/s'.
ADS

## Data Analysis Flow (hidden)
Rough Analysis Outline:
1. Input Data from downloads, ensure correct units
2. Fill down helper columns (make sure you select all the way across)
3. Update parameters (Diameter, slope)
4. Look at observed points and see unfiltered trends (Scattergraph Plot)
5. Adjust obstruction depth (dobs on Data Input sheet)
6. Adjust date and time filters to look at specific events (Select these datasets on the scattergraph plot)
7. Adjust value filters to look at specific areas of the dataset. (Select these datasets on the scattergraph plot)
8. Cross check your analysis with Colebrook white, determine if any of your data set or filtered values are within a reasonable range.

## ScatterGraph Plot
For Reports:

## Colebrook-White
NOTE: THESE VALUES ARE IN MM - convert to m before inputting
For precast concrete without o ring joints
Ks= | 0.0003 | m
Viscosity | 1.139e-06 | at 15 C
Slope | 0 | m/m
Gravity | 9.81 | m/s2
Depth
d (m) | Rh (m) | V (m/s)
0 | 0 | 0
0 | 0 | #DIV/0!
0 | 0 | #DIV/0!
0 | 0 | #DIV/0!
0 | 0 | #DIV/0!
0 | 0 | #DIV/0!
0 | 0 | #DIV/0!
0 | 0 | #DIV/0!
0 | 0 | #DIV/0!
0 | 0 | #DIV/0!
0 | 0 | #DIV/0!
0 | 0 | #DIV/0!
0 | 0 | #DIV/0!
0 | 0 | #DIV/0!
0 | 0 | #DIV/0!
0 | 0 | #DIV/0!
0 | 0 | #DIV/0! | Colebrook-White info:
0 | 0 | #DIV/0! | https://civilweb-spreadsheets.com/drainage-design-spreadsheets/pipe-flow-calculator/colebrook-white-roughness-coefficient/
0 | 0 | #DIV/0! | https://civilweb-spreadsheets.com/drainage-design-spreadsheets/pipe-flow-calculator/colebrook-white-equation/
0 | 0 | #DIV/0!
0 | 0 | #DIV/0!
0 | 0 | #DIV/0!
0 | 0 | #DIV/0!
0 | 0 | #DIV/0!
0 | 0 | #DIV/0!
0 | 0 | #DIV/0!
0 | 0 | #DIV/0!
0 | 0 | #DIV/0!
0 | 0 | #DIV/0!
0 | 0 | #DIV/0!
0 | 0 | #DIV/0!
0 | 0 | #DIV/0!
0 | 0 | #DIV/0!
0 | 0 | #DIV/0!
0 | 0 | #DIV/0!
0 | 0 | #DIV/0!
0 | 0 | #DIV/0!
0 | 0 | #DIV/0!
0 | 0 | #DIV/0!
0 | 0 | #DIV/0!
0 | 0 | #DIV/0!
0 | 0 | #DIV/0!
0 | 0 | #DIV/0!
0 | 0 | #DIV/0!
0 | 0 | #DIV/0!
0 | 0 | #DIV/0!
0 | 0 | #DIV/0!
0 | 0 | #DIV/0!
0 | 0 | #DIV/0!
0 | 0 | #DIV/0!
0 | 0 | #DIV/0!
0 | 0 | #DIV/0!
0 | 0 | #DIV/0!
0 | 0 | #DIV/0!
0 | 0 | #DIV/0!
0 | 0 | #DIV/0!
0 | 0 | #DIV/0!
0 | 0 | #DIV/0!
0 | 0 | #DIV/0!
0 | 0 | #DIV/0!
0 | 0 | #DIV/0!
0 | 0 | #DIV/0!
0 | 0 | #DIV/0!
0 | 0 | #DIV/0!
0 | 0 | #DIV/0!
0 | 0 | #DIV/0!
0 | 0 | #DIV/0!
0 | 0 | #DIV/0!
0 | 0 | #DIV/0!
0 | 0 | #DIV/0!
0 | 0 | #DIV/0!
0 | 0 | #DIV/0!
0 | 0 | #DIV/0!
0 | 0 | #DIV/0!
0 | 0 | #DIV/0!
0 | 0 | #DIV/0!
0 | 0 | #DIV/0!
0 | 0 | #DIV/0!
0 | 0 | #DIV/0!
0 | 0 | #DIV/0!
0 | 0 | #DIV/0!
0 | 0 | #DIV/0!
0 | 0 | #DIV/0!
0 | 0 | #DIV/0!
0 | 0 | #DIV/0!
0 | 0 | #DIV/0!
0 | 0 | #DIV/0!
0 | 0 | #DIV/0!
0 | 0 | #DIV/0!
0 | 0 | #DIV/0!
0 | 0 | #DIV/0!
0 | 0 | #DIV/0!
0 | 0 | #DIV/0!
0 | 0 | #DIV/0!
0 | 0 | #DIV/0!
0 | 0 | #DIV/0!
0 | 0 | #DIV/0!
0 | 0 | #DIV/0!
0 | 0 | #DIV/0!
0 | 0 | #DIV/0!
0 | 0 | #DIV/0!
0 | 0 | #DIV/0!
0 | 0 | #DIV/0!
0 | 0 | #DIV/0!
0 | 0 | #DIV/0!
0 | 0 | #DIV/0!
0 | 0 | #DIV/0!
0 | 0 | #DIV/0!
0 | 0 | #DIV/0!
0 | 0 | #DIV/0!
0 | 0 | #DIV/0!
0 | 0 | #DIV/0!
0 | 0 | #DIV/0!
0 | 0 | #DIV/0!
0 | 0 | #DIV/0!
0 | 0 | #DIV/0!
0 | 0 | #DIV/0!
0 | 0 | #DIV/0!
0 | 0 | #DIV/0!
0 | 0 | #DIV/0!
0 | 0 | #DIV/0!
0 | 0 | #DIV/0!
0 | 0 | #DIV/0!
0 | 0 | #DIV/0!
0 | 0 | #DIV/0!
0 | 0 | #DIV/0!
0 | 0 | #DIV/0!
0 | 0 | #DIV/0!
0 | 0 | #DIV/0!
0 | 0 | #DIV/0!
0 | 0 | #DIV/0!
0 | 0 | #DIV/0!
0 | 0 | #DIV/0!
0 | 0 | #DIV/0!
0 | 0 | #DIV/0!
0 | 0 | #DIV/0!
0 | 0 | #DIV/0!
0 | 0 | #DIV/0!
0 | 0 | #DIV/0!
0 | 0 | #DIV/0!
0 | 0 | #DIV/0!
0 | 0 | #DIV/0!
0 | 0 | #DIV/0!
0 | 0 | #DIV/0!
0 | 0 | #DIV/0!
0 | 0 | #DIV/0!
0 | 0 | #DIV/0!
0 | 0 | #DIV/0!
0 | 0 | #DIV/0!
0 | 0 | #DIV/0!
0 | 0 | #DIV/0!
0 | 0 | #DIV/0!
0 | 0 | #DIV/0!
0 | 0 | #DIV/0!
0 | 0 | #DIV/0!
0 | 0 | #DIV/0!
0 | 0 | #DIV/0!
0 | 0 | #DIV/0!
0 | 0 | #DIV/0!
0 | 0 | #DIV/0!
0 | 0 | #DIV/0!
0 | 0 | #DIV/0!
0 | 0 | #DIV/0!
0 | 0 | #DIV/0!
0 | 0 | #DIV/0!
0 | 0 | #DIV/0!
0 | 0 | #DIV/0!
0 | 0 | #DIV/0!
0 | 0 | #DIV/0!
0 | 0 | #DIV/0!
0 | 0 | #DIV/0!
0 | 0 | #DIV/0!
0 | 0 | #DIV/0!
0 | 0 | #DIV/0!
0 | 0 | #DIV/0!
0 | 0 | #DIV/0!
0 | 0 | #DIV/0!
0 | 0 | #DIV/0!
0 | 0 | #DIV/0!
0 | 0 | #DIV/0!
0 | 0 | #DIV/0!
0 | 0 | #DIV/0!
0 | 0 | #DIV/0!
0 | 0 | #DIV/0!
0 | 0 | #DIV/0!
0 | 0 | #DIV/0!
0 | 0 | #DIV/0!
0 | 0 | #DIV/0!
0 | 0 | #DIV/0!
0 | 0 | #DIV/0!
0 | 0 | #DIV/0!
0 | 0 | #DIV/0!
0 | 0 | #DIV/0!
0 | 0 | #DIV/0!
0 | 0 | #DIV/0!
0 | 0 | #DIV/0!
0 | 0 | #DIV/0!
0 | 0 | #DIV/0!
0 | 0 | #DIV/0!
0 | 0 | #DIV/0!
0 | 0 | #DIV/0!
0 | 0 | #DIV/0!
0 | 0 | #DIV/0!
0 | 0 | #DIV/0!
0 | 0 | #DIV/0!
0 | 0 | #DIV/0!
0 | 0 | #DIV/0!
0 | 0 | #DIV/0!
0 | 0 | #DIV/0!
0 | 0 | #DIV/0!
0 | 0 | #DIV/0!
0 | 0 | #DIV/0!
0 | 0 | #DIV/0!
0 | 0 | #DIV/0!
0 | 0 | #DIV/0!
0 | 0 | #DIV/0!
0 | 0 | #DIV/0!
0 | 0 | #DIV/0!
0 | 0 | #DIV/0!
0 | 0 | #DIV/0!
0 | 0 | #DIV/0!
0 | 0 | #DIV/0!
0 | 0 | #DIV/0!
0 | 0 | #DIV/0!
0 | 0 | #DIV/0!
0 | 0 | #DIV/0!
0 | 0 | #DIV/0!
0 | 0 | #DIV/0!
0 | 0 | #DIV/0!
0 | 0 | #DIV/0!
0 | 0 | #DIV/0!
0 | 0 | #DIV/0!
0 | 0 | #DIV/0!
0 | 0 | #DIV/0!
0 | 0 | #DIV/0!
0 | 0 | #DIV/0!
0 | 0 | #DIV/0!
0 | 0 | #DIV/0!
0 | 0 | #DIV/0!
0 | 0 | #DIV/0!
0 | 0 | #DIV/0!
0 | 0 | #DIV/0!
0 | 0 | #DIV/0!
0 | 0 | #DIV/0!
0 | 0 | #DIV/0!
0 | 0 | #DIV/0!
0 | 0 | #DIV/0!
0 | 0 | #DIV/0!
0 | 0 | #DIV/0!
0 | 0 | #DIV/0!
0 | 0 | #DIV/0!
0 | 0 | #DIV/0!
0 | 0 | #DIV/0!
0 | 0 | #DIV/0!
0 | 0 | #DIV/0!
0 | 0 | #DIV/0!
0 | 0 | #DIV/0!
0 | 0 | #DIV/0!
0 | 0 | #DIV/0!
0 | 0 | #DIV/0!
0 | 0 | #DIV/0!
0 | 0 | #DIV/0!
0 | 0 | #DIV/0!
0 | 0 | #DIV/0!
0 | 0 | #DIV/0!
0 | 0 | #DIV/0!
0 | 0 | #DIV/0!
0 | 0 | #DIV/0!
0 | 0 | #DIV/0!
0 | 0 | #DIV/0!
0 | 0 | #DIV/0!
0 | 0 | #DIV/0!
0 | 0 | #DIV/0!
0 | 0 | #DIV/0!
0 | 0 | #DIV/0!
0 | 0 | #DIV/0!
0 | 0 | #DIV/0!
0 | 0 | #DIV/0!
0 | 0 | #DIV/0!
0 | 0 | #DIV/0!
0 | 0 | #DIV/0!
0 | 0 | #DIV/0!
0 | 0 | #DIV/0!
0 | 0 | #DIV/0!
0 | 0 | #DIV/0!
0 | 0 | #DIV/0!
0 | 0 | #DIV/0!
0 | 0 | #DIV/0!
0 | 0 | #DIV/0!
0 | 0 | #DIV/0!
0 | 0 | #DIV/0!
0 | 0 | #DIV/0!
0 | 0 | #DIV/0!
0 | 0 | #DIV/0!
0 | 0 | #DIV/0!
0 | 0 | #DIV/0!
0 | 0 | #DIV/0!
0 | 0 | #DIV/0!
0 | 0 | #DIV/0!
0 | 0 | #DIV/0!
0 | 0 | #DIV/0!
0 | 0 | #DIV/0!
0 | 0 | #DIV/0!
0 | 0 | #DIV/0!
0 | 0 | #DIV/0!
0 | 0 | #DIV/0!
0 | 0 | #DIV/0!
0 | 0 | #DIV/0!
0 | 0 | #DIV/0!
0 | 0 | #DIV/0!
0 | 0 | #DIV/0!
0 | 0 | #DIV/0!
0 | 0 | #DIV/0!
0 | 0 | #DIV/0!
0 | 0 | #DIV/0!
0 | 0 | #DIV/0!
0 | 0 | #DIV/0!
0 | 0 | #DIV/0!
0 | 0 | #DIV/0!
0 | 0 | #DIV/0!
0 | 0 | #DIV/0!
0 | 0 | #DIV/0!
0 | 0 | #DIV/0!
0 | 0 | #DIV/0!
0 | 0 | #DIV/0!
0 | 0 | #DIV/0!
0 | 0 | #DIV/0!
0 | 0 | #DIV/0!
0 | 0 | #DIV/0!
0 | 0 | #DIV/0!
0 | 0 | #DIV/0!
0 | 0 | #DIV/0!
0 | 0 | #DIV/0!
0 | 0 | #DIV/0!
0 | 0 | #DIV/0!
0 | 0 | #DIV/0!
0 | 0 | #DIV/0!
0 | 0 | #DIV/0!
0 | 0 | #DIV/0!
0 | 0 | #DIV/0!
0 | 0 | #DIV/0!
0 | 0 | #DIV/0!
0 | 0 | #DIV/0!
0 | 0 | #DIV/0!
0 | 0 | #DIV/0!
0 | 0 | #DIV/0!
0 | 0 | #DIV/0!
0 | 0 | #DIV/0!
0 | 0 | #DIV/0!
0 | 0 | #DIV/0!
0 | 0 | #DIV/0!
0 | 0 | #DIV/0!
0 | 0 | #DIV/0!
0 | 0 | #DIV/0!
0 | 0 | #DIV/0!
0 | 0 | #DIV/0!
0 | 0 | #DIV/0!
0 | 0 | #DIV/0!
0 | 0 | #DIV/0!
0 | 0 | #DIV/0!
0 | 0 | #DIV/0!
0 | 0 | #DIV/0!
0 | 0 | #DIV/0!
0 | 0 | #DIV/0!
0 | 0 | #DIV/0!
0 | 0 | #DIV/0!
0 | 0 | #DIV/0!
0 | 0 | #DIV/0!
0 | 0 | #DIV/0!
0 | 0 | #DIV/0!
0 | 0 | #DIV/0!
0 | 0 | #DIV/0!
0 | 0 | #DIV/0!
0 | 0 | #DIV/0!
0 | 0 | #DIV/0!
0 | 0 | #DIV/0!
0 | 0 | #DIV/0!
0 | 0 | #DIV/0!
0 | 0 | #DIV/0!
0 | 0 | #DIV/0!
0 | 0 | #DIV/0!
0 | 0 | #DIV/0!
0 | 0 | #DIV/0!
0 | 0 | #DIV/0!
0 | 0 | #DIV/0!
0 | 0 | #DIV/0!
0 | 0 | #DIV/0!
0 | 0 | #DIV/0!
0 | 0 | #DIV/0!
0 | 0 | #DIV/0!
0 | 0 | #DIV/0!
0 | 0 | #DIV/0!
0 | 0 | #DIV/0!
0 | 0 | #DIV/0!
0 | 0 | #DIV/0!
0 | 0 | #DIV/0!
0 | 0 | #DIV/0!
0 | 0 | #DIV/0!
0 | 0 | #DIV/0!
0 | 0 | #DIV/0!
0 | 0 | #DIV/0!
0 | 0 | #DIV/0!
0 | 0 | #DIV/0!
0 | 0 | #DIV/0!
0 | 0 | #DIV/0!
0 | 0 | #DIV/0!
0 | 0 | #DIV/0!
0 | 0 | #DIV/0!
0 | 0 | #DIV/0!
0 | 0 | #DIV/0!
0 | 0 | #DIV/0!
0 | 0 | #DIV/0!
0 | 0 | #DIV/0!
0 | 0 | #DIV/0!
0 | 0 | #DIV/0!
0 | 0 | #DIV/0!
0 | 0 | #DIV/0!
0 | 0 | #DIV/0!
0 | 0 | #DIV/0!
0 | 0 | #DIV/0!
0 | 0 | #DIV/0!
0 | 0 | #DIV/0!
0 | 0 | #DIV/0!
0 | 0 | #DIV/0!
0 | 0 | #DIV/0!
0 | 0 | #DIV/0!
0 | 0 | #DIV/0!
0 | 0 | #DIV/0!
0 | 0 | #DIV/0!
0 | 0 | #DIV/0!
0 | 0 | #DIV/0!
0 | 0 | #DIV/0!
0 | 0 | #DIV/0!
0 | 0 | #DIV/0!
0 | 0 | #DIV/0!
0 | 0 | #DIV/0!
0 | 0 | #DIV/0!
0 | 0 | #DIV/0!
0 | 0 | #DIV/0!
0 | 0 | #DIV/0!
0 | 0 | #DIV/0!
0 | 0 | #DIV/0!
0 | 0 | #DIV/0!
0 | 0 | #DIV/0!
0 | 0 | #DIV/0!
0 | 0 | #DIV/0!
0 | 0 | #DIV/0!
0 | 0 | #DIV/0!
0 | 0 | #DIV/0!
0 | 0 | #DIV/0!
0 | 0 | #DIV/0!
0 | 0 | #DIV/0!
0 | 0 | #DIV/0!
0 | 0 | #DIV/0!
0 | 0 | #DIV/0!
0 | 0 | #DIV/0!
0 | 0 | #DIV/0!
0 | 0 | #DIV/0!
0 | 0 | #DIV/0!
0 | 0 | #DIV/0!
0 | 0 | #DIV/0!
0 | 0 | #DIV/0!
0 | 0 | #DIV/0!
0 | 0 | #DIV/0!
0 | 0 | #DIV/0!
0 | 0 | #DIV/0!
0 | 0 | #DIV/0!
0 | 0 | #DIV/0!
0 | 0 | #DIV/0!
0 | 0 | #DIV/0!
0 | 0 | #DIV/0!
0 | 0 | #DIV/0!
0 | 0 | #DIV/0!
0 | 0 | #DIV/0!
0 | 0 | #DIV/0!
0 | 0 | #DIV/0!
0 | 0 | #DIV/0!
0 | 0 | #DIV/0!
0 | 0 | #DIV/0!
0 | 0 | #DIV/0!
0 | 0 | #DIV/0!
0 | 0 | #DIV/0!
0 | 0 | #DIV/0!
0 | 0 | #DIV/0!
0 | 0 | #DIV/0!
0 | 0 | #DIV/0!
0 | 0 | #DIV/0!
0 | 0 | #DIV/0!
0 | 0 | #DIV/0!
0 | 0 | #DIV/0!
0 | 0 | #DIV/0!
0 | 0 | #DIV/0!
0 | 0 | #DIV/0!
0 | 0 | #DIV/0!
0 | 0 | #DIV/0!
0 | 0 | #DIV/0!
0 | 0 | #DIV/0!
0 | 0 | #DIV/0!
0 | 0 | #DIV/0!
0 | 0 | #DIV/0!
0 | 0 | #DIV/0!
0 | 0 | #DIV/0!
0 | 0 | #DIV/0!
0 | 0 | #DIV/0!
0 | 0 | #DIV/0!
0 | 0 | #DIV/0!
0 | 0 | #DIV/0!
0 | 0 | #DIV/0!
0 | 0 | #DIV/0!
0 | 0 | #DIV/0!
0 | 0 | #DIV/0!
0 | 0 | #DIV/0!
0 | 0 | #DIV/0!
0 | 0 | #DIV/0!
0 | 0 | #DIV/0!
0 | 0 | #DIV/0!
0 | 0 | #DIV/0!
0 | 0 | #DIV/0!
0 | 0 | #DIV/0!
0 | 0 | #DIV/0!
0 | 0 | #DIV/0!
0 | 0 | #DIV/0!
0 | 0 | #DIV/0!
0 | 0 | #DIV/0!
0 | 0 | #DIV/0!
0 | 0 | #DIV/0!
0 | 0 | #DIV/0!
0 | 0 | #DIV/0!
0 | 0 | #DIV/0!
0 | 0 | #DIV/0!
0 | 0 | #DIV/0!
0 | 0 | #DIV/0!
0 | 0 | #DIV/0!
0 | 0 | #DIV/0!
0 | 0 | #DIV/0!
0 | 0 | #DIV/0!
0 | 0 | #DIV/0!
0 | 0 | #DIV/0!
0 | 0 | #DIV/0!
0 | 0 | #DIV/0!
0 | 0 | #DIV/0!
0 | 0 | #DIV/0!
0 | 0 | #DIV/0!
0 | 0 | #DIV/0!
0 | 0 | #DIV/0!
0 | 0 | #DIV/0!
0 | 0 | #DIV/0!
0 | 0 | #DIV/0!
0 | 0 | #DIV/0!
0 | 0 | #DIV/0!
0 | 0 | #DIV/0!
0 | 0 | #DIV/0!
0 | 0 | #DIV/0!
0 | 0 | #DIV/0!
0 | 0 | #DIV/0!
0 | 0 | #DIV/0!
0 | 0 | #DIV/0!
0 | 0 | #DIV/0!
0 | 0 | #DIV/0!
0 | 0 | #DIV/0!
0 | 0 | #DIV/0!
0 | 0 | #DIV/0!
0 | 0 | #DIV/0!
0 | 0 | #DIV/0!
0 | 0 | #DIV/0!
0 | 0 | #DIV/0!
0 | 0 | #DIV/0!
0 | 0 | #DIV/0!
0 | 0 | #DIV/0!
0 | 0 | #DIV/0!
0 | 0 | #DIV/0!
0 | 0 | #DIV/0!
0 | 0 | #DIV/0!
0 | 0 | #DIV/0!
0 | 0 | #DIV/0!
0 | 0 | #DIV/0!
0 | 0 | #DIV/0!
0 | 0 | #DIV/0!
0 | 0 | #DIV/0!
0 | 0 | #DIV/0!
0 | 0 | #DIV/0!
0 | 0 | #DIV/0!
0 | 0 | #DIV/0!
0 | 0 | #DIV/0!
0 | 0 | #DIV/0!
0 | 0 | #DIV/0!
0 | 0 | #DIV/0!
0 | 0 | #DIV/0!
0 | 0 | #DIV/0!
0 | 0 | #DIV/0!
0 | 0 | #DIV/0!
0 | 0 | #DIV/0!
0 | 0 | #DIV/0!
0 | 0 | #DIV/0!
0 | 0 | #DIV/0!
0 | 0 | #DIV/0!
0 | 0 | #DIV/0!
0 | 0 | #DIV/0!
0 | 0 | #DIV/0!
0 | 0 | #DIV/0!
0 | 0 | #DIV/0!
0 | 0 | #DIV/0!
0 | 0 | #DIV/0!
0 | 0 | #DIV/0!
0 | 0 | #DIV/0!
0 | 0 | #DIV/0!
0 | 0 | #DIV/0!
0 | 0 | #DIV/0!
0 | 0 | #DIV/0!
0 | 0 | #DIV/0!
0 | 0 | #DIV/0!
0 | 0 | #DIV/0!
0 | 0 | #DIV/0!
0 | 0 | #DIV/0!
0 | 0 | #DIV/0!
0 | 0 | #DIV/0!
0 | 0 | #DIV/0!
0 | 0 | #DIV/0!
0 | 0 | #DIV/0!
0 | 0 | #DIV/0!
0 | 0 | #DIV/0!
0 | 0 | #DIV/0!
0 | 0 | #DIV/0!
0 | 0 | #DIV/0!
0 | 0 | #DIV/0!
0 | 0 | #DIV/0!
0 | 0 | #DIV/0!
0 | 0 | #DIV/0!
0 | 0 | #DIV/0!
0 | 0 | #DIV/0!
0 | 0 | #DIV/0!
0 | 0 | #DIV/0!
0 | 0 | #DIV/0!
0 | 0 | #DIV/0!
0 | 0 | #DIV/0!
0 | 0 | #DIV/0!
0 | 0 | #DIV/0!
0 | 0 | #DIV/0!
0 | 0 | #DIV/0!
0 | 0 | #DIV/0!
0 | 0 | #DIV/0!
0 | 0 | #DIV/0!
0 | 0 | #DIV/0!
0 | 0 | #DIV/0!
0 | 0 | #DIV/0!
0 | 0 | #DIV/0!
0 | 0 | #DIV/0!
0 | 0 | #DIV/0!
0 | 0 | #DIV/0!
0 | 0 | #DIV/0!
0 | 0 | #DIV/0!
0 | 0 | #DIV/0!
0 | 0 | #DIV/0!
0 | 0 | #DIV/0!
0 | 0 | #DIV/0!
0 | 0 | #DIV/0!
0 | 0 | #DIV/0!
0 | 0 | #DIV/0!
0 | 0 | #DIV/0!
0 | 0 | #DIV/0!
0 | 0 | #DIV/0!
0 | 0 | #DIV/0!
0 | 0 | #DIV/0!
0 | 0 | #DIV/0!
0 | 0 | #DIV/0!
0 | 0 | #DIV/0!
0 | 0 | #DIV/0!
0 | 0 | #DIV/0!
0 | 0 | #DIV/0!
0 | 0 | #DIV/0!
0 | 0 | #DIV/0!
0 | 0 | #DIV/0!
0 | 0 | #DIV/0!
0 | 0 | #DIV/0!
0 | 0 | #DIV/0!
0 | 0 | #DIV/0!
0 | 0 | #DIV/0!
0 | 0 | #DIV/0!
0 | 0 | #DIV/0!
0 | 0 | #DIV/0!
0 | 0 | #DIV/0!
0 | 0 | #DIV/0!
0 | 0 | #DIV/0!
0 | 0 | #DIV/0!
0 | 0 | #DIV/0!
0 | 0 | #DIV/0!
0 | 0 | #DIV/0!
0 | 0 | #DIV/0!
0 | 0 | #DIV/0!
0 | 0 | #DIV/0!
0 | 0 | #DIV/0!
0 | 0 | #DIV/0!
0 | 0 | #DIV/0!
0 | 0 | #DIV/0!
0 | 0 | #DIV/0!
0 | 0 | #DIV/0!
0 | 0 | #DIV/0!
0 | 0 | #DIV/0!
0 | 0 | #DIV/0!
0 | 0 | #DIV/0!
0 | 0 | #DIV/0!
0 | 0 | #DIV/0!
0 | 0 | #DIV/0!
0 | 0 | #DIV/0!
0 | 0 | #DIV/0!
0 | 0 | #DIV/0!
0 | 0 | #DIV/0!
0 | 0 | #DIV/0!
0 | 0 | #DIV/0!
0 | 0 | #DIV/0!
0 | 0 | #DIV/0!
0 | 0 | #DIV/0!
0 | 0 | #DIV/0!
0 | 0 | #DIV/0!
0 | 0 | #DIV/0!
0 | 0 | #DIV/0!
0 | 0 | #DIV/0!
0 | 0 | #DIV/0!
0 | 0 | #DIV/0!
0 | 0 | #DIV/0!
0 | 0 | #DIV/0!
0 | 0 | #DIV/0!
0 | 0 | #DIV/0!
0 | 0 | #DIV/0!
0 | 0 | #DIV/0!
0 | 0 | #DIV/0!
0 | 0 | #DIV/0!
0 | 0 | #DIV/0!
0 | 0 | #DIV/0!
0 | 0 | #DIV/0!
0 | 0 | #DIV/0!
0 | 0 | #DIV/0!
0 | 0 | #DIV/0!
0 | 0 | #DIV/0!
0 | 0 | #DIV/0!
0 | 0 | #DIV/0!
0 | 0 | #DIV/0!
0 | 0 | #DIV/0!
0 | 0 | #DIV/0!
0 | 0 | #DIV/0!
0 | 0 | #DIV/0!
0 | 0 | #DIV/0!
0 | 0 | #DIV/0!
0 | 0 | #DIV/0!
0 | 0 | #DIV/0!
0 | 0 | #DIV/0!
0 | 0 | #DIV/0!
0 | 0 | #DIV/0!
0 | 0 | #DIV/0!
0 | 0 | #DIV/0!
0 | 0 | #DIV/0!
0 | 0 | #DIV/0!
0 | 0 | #DIV/0!
0 | 0 | #DIV/0!
0 | 0 | #DIV/0!
0 | 0 | #DIV/0!
0 | 0 | #DIV/0!
0 | 0 | #DIV/0!
0 | 0 | #DIV/0!
0 | 0 | #DIV/0!
0 | 0 | #DIV/0!
0 | 0 | #DIV/0!
0 | 0 | #DIV/0!
0 | 0 | #DIV/0!
0 | 0 | #DIV/0!
0 | 0 | #DIV/0!
0 | 0 | #DIV/0!
0 | 0 | #DIV/0!
0 | 0 | #DIV/0!
0 | 0 | #DIV/0!
0 | 0 | #DIV/0!
0 | 0 | #DIV/0!
0 | 0 | #DIV/0!
0 | 0 | #DIV/0!
0 | 0 | #DIV/0!
0 | 0 | #DIV/0!
0 | 0 | #DIV/0!
0 | 0 | #DIV/0!
0 | 0 | #DIV/0!
0 | 0 | #DIV/0!
0 | 0 | #DIV/0!
0 | 0 | #DIV/0!
0 | 0 | #DIV/0!
0 | 0 | #DIV/0!
0 | 0 | #DIV/0!
0 | 0 | #DIV/0!
0 | 0 | #DIV/0!
0 | 0 | #DIV/0!
0 | 0 | #DIV/0!
0 | 0 | #DIV/0!
0 | 0 | #DIV/0!
0 | 0 | #DIV/0!
0 | 0 | #DIV/0!
0 | 0 | #DIV/0!
0 | 0 | #DIV/0!
0 | 0 | #DIV/0!
0 | 0 | #DIV/0!
0 | 0 | #DIV/0!
0 | 0 | #DIV/0!
0 | 0 | #DIV/0!
0 | 0 | #DIV/0!
0 | 0 | #DIV/0!
0 | 0 | #DIV/0!
0 | 0 | #DIV/0!
0 | 0 | #DIV/0!
0 | 0 | #DIV/0!
0 | 0 | #DIV/0!
0 | 0 | #DIV/0!
0 | 0 | #DIV/0!
0 | 0 | #DIV/0!
0 | 0 | #DIV/0!
0 | 0 | #DIV/0!
0 | 0 | #DIV/0!
0 | 0 | #DIV/0!
0 | 0 | #DIV/0!
0 | 0 | #DIV/0!
0 | 0 | #DIV/0!
0 | 0 | #DIV/0!
0 | 0 | #DIV/0!
0 | 0 | #DIV/0!
0 | 0 | #DIV/0!
0 | 0 | #DIV/0!
0 | 0 | #DIV/0!
0 | 0 | #DIV/0!
0 | 0 | #DIV/0!
0 | 0 | #DIV/0!
0 | 0 | #DIV/0!
0 | 0 | #DIV/0!
0 | 0 | #DIV/0!
0 | 0 | #DIV/0!
0 | 0 | #DIV/0!
0 | 0 | #DIV/0!
0 | 0 | #DIV/0!
0 | 0 | #DIV/0!
0 | 0 | #DIV/0!
0 | 0 | #DIV/0!
0 | 0 | #DIV/0!
0 | 0 | #DIV/0!
0 | 0 | #DIV/0!
0 | 0 | #DIV/0!
0 | 0 | #DIV/0!
0 | 0 | #DIV/0!
0 | 0 | #DIV/0!
0 | 0 | #DIV/0!
0 | 0 | #DIV/0!
0 | 0 | #DIV/0!
0 | 0 | #DIV/0!
0 | 0 | #DIV/0!
0 | 0 | #DIV/0!
0 | 0 | #DIV/0!
0 | 0 | #DIV/0!
0 | 0 | #DIV/0!
0 | 0 | #DIV/0!
0 | 0 | #DIV/0!
0 | 0 | #DIV/0!
0 | 0 | #DIV/0!
0 | 0 | #DIV/0!
0 | 0 | #DIV/0!
0 | 0 | #DIV/0!
0 | 0 | #DIV/0!
0 | 0 | #DIV/0!
0 | 0 | #DIV/0!
0 | 0 | #DIV/0!
0 | 0 | #DIV/0!
0 | 0 | #DIV/0!
0 | 0 | #DIV/0!
0 | 0 | #DIV/0!
0 | 0 | #DIV/0!
0 | 0 | #DIV/0!
0 | 0 | #DIV/0!
0 | 0 | #DIV/0!
0 | 0 | #DIV/0!
0 | 0 | #DIV/0!
0 | 0 | #DIV/0!
0 | 0 | #DIV/0!
0 | 0 | #DIV/0!
0 | 0 | #DIV/0!
0 | 0 | #DIV/0!
0 | 0 | #DIV/0!
0 | 0 | #DIV/0!
0 | 0 | #DIV/0!
0 | 0 | #DIV/0!
0 | 0 | #DIV/0!
0 | 0 | #DIV/0!
0 | 0 | #DIV/0!
0 | 0 | #DIV/0!
0 | 0 | #DIV/0!
0 | 0 | #DIV/0!
0 | 0 | #DIV/0!
0 | 0 | #DIV/0!
0 | 0 | #DIV/0!
0 | 0 | #DIV/0!
0 | 0 | #DIV/0!
0 | 0 | #DIV/0!
0 | 0 | #DIV/0!
0 | 0 | #DIV/0!
0 | 0 | #DIV/0!
0 | 0 | #DIV/0!
0 | 0 | #DIV/0!
0 | 0 | #DIV/0!
0 | 0 | #DIV/0!
0 | 0 | #DIV/0!
0 | 0 | #DIV/0!
0 | 0 | #DIV/0!
0 | 0 | #DIV/0!
0 | 0 | #DIV/0!
0 | 0 | #DIV/0!
0 | 0 | #DIV/0!
0 | 0 | #DIV/0!
0 | 0 | #DIV/0!
0 | 0 | #DIV/0!
0 | 0 | #DIV/0!
0 | 0 | #DIV/0!
0 | 0 | #DIV/0!
0 | 0 | #DIV/0!
0 | 0 | #DIV/0!
0 | 0 | #DIV/0!
0 | 0 | #DIV/0!
0 | 0 | #DIV/0!
0 | 0 | #DIV/0!
0 | 0 | #DIV/0!
0 | 0 | #DIV/0!
0 | 0 | #DIV/0!
0 | 0 | #DIV/0!
0 | 0 | #DIV/0!
0 | 0 | #DIV/0!
0 | 0 | #DIV/0!
0 | 0 | #DIV/0!
0 | 0 | #DIV/0!
0 | 0 | #DIV/0!
0 | 0 | #DIV/0!
0 | 0 | #DIV/0!
0 | 0 | #DIV/0!
0 | 0 | #DIV/0!
0 | 0 | #DIV/0!
0 | 0 | #DIV/0!
0 | 0 | #DIV/0!
0 | 0 | #DIV/0!
0 | 0 | #DIV/0!
0 | 0 | #DIV/0!
0 | 0 | #DIV/0!
0 | 0 | #DIV/0!
0 | 0 | #DIV/0!
0 | 0 | #DIV/0!
0 | 0 | #DIV/0!
0 | 0 | #DIV/0!
0 | 0 | #DIV/0!
0 | 0 | #DIV/0!
0 | 0 | #DIV/0!
0 | 0 | #DIV/0!
0 | 0 | #DIV/0!
0 | 0 | #DIV/0!
0 | 0 | #DIV/0!
0 | 0 | #DIV/0!
0 | 0 | #DIV/0!
0 | 0 | #DIV/0!
0 | 0 | #DIV/0!
0 | 0 | #DIV/0!
0 | 0 | #DIV/0!
0 | 0 | #DIV/0!
0 | 0 | #DIV/0!
0 | 0 | #DIV/0!
0 | 0 | #DIV/0!
0 | 0 | #DIV/0!
0 | 0 | #DIV/0!
0 | 0 | #DIV/0!
0 | 0 | #DIV/0!
0 | 0 | #DIV/0!
0 | 0 | #DIV/0!
0 | 0 | #DIV/0!
0 | 0 | #DIV/0!
0 | 0 | #DIV/0!
0 | 0 | #DIV/0!
0 | 0 | #DIV/0!
0 | 0 | #DIV/0!
0 | 0 | #DIV/0!
0 | 0 | #DIV/0!
0 | 0 | #DIV/0!
0 | 0 | #DIV/0!
0 | 0 | #DIV/0!
0 | 0 | #DIV/0!
0 | 0 | #DIV/0!
0 | 0 | #DIV/0!
0 | 0 | #DIV/0!
0 | 0 | #DIV/0!
0 | 0 | #DIV/0!
0 | 0 | #DIV/0!
0 | 0 | #DIV/0!
0 | 0 | #DIV/0!
0 | 0 | #DIV/0!
0 | 0 | #DIV/0!
0 | 0 | #DIV/0!
0 | 0 | #DIV/0!
0 | 0 | #DIV/0!
0 | 0 | #DIV/0!
0 | 0 | #DIV/0!
0 | 0 | #DIV/0!
0 | 0 | #DIV/0!
0 | 0 | #DIV/0!
0 | 0 | #DIV/0!
0 | 0 | #DIV/0!

## Lanfear-Coll Check for de=0
RLC (m) | RLC2/3 (m2/3) |  | x | v (y) | xy | x2 | vLC | (vLC - v)2 | (v - vavg)2 | Lanfear-Coll |  | Stevens-Schutzbach |  | Action Needed?: | NO
0 | 0 | - | 0 | 0 | 0 | 0 | #DIV/0! | #DIV/0! | 0 | vavg | 0 | vavg | 0 | Fill Down to: | 1
0 | 0 | - | 0 | 0 | 0 | 0 | #DIV/0! | #DIV/0! | 0 | CLC | #DIV/0! | CSS | #DIV/0! | Currently Filled to: | 7783
0 | 0 | - | 0 | 0 | 0 | 0 | #DIV/0! | #DIV/0! | 0 | SSE | #DIV/0! | SSE | #DIV/0!
0 | 0 | - | 0 | 0 | 0 | 0 | #DIV/0! | #DIV/0! | 0 | SYY | 0 | SYY | 0 | Manual Fill down?: | NO
0 | 0 | - | 0 | 0 | 0 | 0 | #DIV/0! | #DIV/0! | 0 | R2 | #DIV/0! | R2 | #DIV/0!
0 | 0 | - | 0 | 0 | 0 | 0 | #DIV/0! | #DIV/0! | 0
0 | 0 | - | 0 | 0 | 0 | 0 | #DIV/0! | #DIV/0! | 0 | Diameter | 0 | m
0 | 0 | - | 0 | 0 | 0 | 0 | #DIV/0! | #DIV/0! | 0
0 | 0 | - | 0 | 0 | 0 | 0 | #DIV/0! | #DIV/0! | 0
0 | 0 | - | 0 | 0 | 0 | 0 | #DIV/0! | #DIV/0! | 0
0 | 0 | - | 0 | 0 | 0 | 0 | #DIV/0! | #DIV/0! | 0
0 | 0 | - | 0 | 0 | 0 | 0 | #DIV/0! | #DIV/0! | 0
0 | 0 | - | 0 | 0 | 0 | 0 | #DIV/0! | #DIV/0! | 0
0 | 0 | - | 0 | 0 | 0 | 0 | #DIV/0! | #DIV/0! | 0
0 | 0 | - | 0 | 0 | 0 | 0 | #DIV/0! | #DIV/0! | 0
0 | 0 | - | 0 | 0 | 0 | 0 | #DIV/0! | #DIV/0! | 0
0 | 0 | - | 0 | 0 | 0 | 0 | #DIV/0! | #DIV/0! | 0
0 | 0 | - | 0 | 0 | 0 | 0 | #DIV/0! | #DIV/0! | 0
0 | 0 | - | 0 | 0 | 0 | 0 | #DIV/0! | #DIV/0! | 0
0 | 0 | - | 0 | 0 | 0 | 0 | #DIV/0! | #DIV/0! | 0
0 | 0 | - | 0 | 0 | 0 | 0 | #DIV/0! | #DIV/0! | 0
0 | 0 | - | 0 | 0 | 0 | 0 | #DIV/0! | #DIV/0! | 0
0 | 0 | - | 0 | 0 | 0 | 0 | #DIV/0! | #DIV/0! | 0
0 | 0 | - | 0 | 0 | 0 | 0 | #DIV/0! | #DIV/0! | 0
0 | 0 | - | 0 | 0 | 0 | 0 | #DIV/0! | #DIV/0! | 0
0 | 0 | - | 0 | 0 | 0 | 0 | #DIV/0! | #DIV/0! | 0
0 | 0 | - | 0 | 0 | 0 | 0 | #DIV/0! | #DIV/0! | 0
0 | 0 | - | 0 | 0 | 0 | 0 | #DIV/0! | #DIV/0! | 0
0 | 0 | - | 0 | 0 | 0 | 0 | #DIV/0! | #DIV/0! | 0
0 | 0 | - | 0 | 0 | 0 | 0 | #DIV/0! | #DIV/0! | 0
0 | 0 | - | 0 | 0 | 0 | 0 | #DIV/0! | #DIV/0! | 0
0 | 0 | - | 0 | 0 | 0 | 0 | #DIV/0! | #DIV/0! | 0
0 | 0 | - | 0 | 0 | 0 | 0 | #DIV/0! | #DIV/0! | 0
0 | 0 | - | 0 | 0 | 0 | 0 | #DIV/0! | #DIV/0! | 0
0 | 0 | - | 0 | 0 | 0 | 0 | #DIV/0! | #DIV/0! | 0
0 | 0 | - | 0 | 0 | 0 | 0 | #DIV/0! | #DIV/0! | 0
0 | 0 | - | 0 | 0 | 0 | 0 | #DIV/0! | #DIV/0! | 0
0 | 0 | - | 0 | 0 | 0 | 0 | #DIV/0! | #DIV/0! | 0
0 | 0 | - | 0 | 0 | 0 | 0 | #DIV/0! | #DIV/0! | 0
0 | 0 | - | 0 | 0 | 0 | 0 | #DIV/0! | #DIV/0! | 0
0 | 0 | - | 0 | 0 | 0 | 0 | #DIV/0! | #DIV/0! | 0
0 | 0 | - | 0 | 0 | 0 | 0 | #DIV/0! | #DIV/0! | 0
0 | 0 | - | 0 | 0 | 0 | 0 | #DIV/0! | #DIV/0! | 0
0 | 0 | - | 0 | 0 | 0 | 0 | #DIV/0! | #DIV/0! | 0
0 | 0 | - | 0 | 0 | 0 | 0 | #DIV/0! | #DIV/0! | 0
0 | 0 | - | 0 | 0 | 0 | 0 | #DIV/0! | #DIV/0! | 0
0 | 0 | - | 0 | 0 | 0 | 0 | #DIV/0! | #DIV/0! | 0
0 | 0 | - | 0 | 0 | 0 | 0 | #DIV/0! | #DIV/0! | 0
0 | 0 | - | 0 | 0 | 0 | 0 | #DIV/0! | #DIV/0! | 0
0 | 0 | - | 0 | 0 | 0 | 0 | #DIV/0! | #DIV/0! | 0
0 | 0 | - | 0 | 0 | 0 | 0 | #DIV/0! | #DIV/0! | 0
0 | 0 | - | 0 | 0 | 0 | 0 | #DIV/0! | #DIV/0! | 0
0 | 0 | - | 0 | 0 | 0 | 0 | #DIV/0! | #DIV/0! | 0
0 | 0 | - | 0 | 0 | 0 | 0 | #DIV/0! | #DIV/0! | 0
0 | 0 | - | 0 | 0 | 0 | 0 | #DIV/0! | #DIV/0! | 0
0 | 0 | - | 0 | 0 | 0 | 0 | #DIV/0! | #DIV/0! | 0
0 | 0 | - | 0 | 0 | 0 | 0 | #DIV/0! | #DIV/0! | 0
0 | 0 | - | 0 | 0 | 0 | 0 | #DIV/0! | #DIV/0! | 0
0 | 0 | - | 0 | 0 | 0 | 0 | #DIV/0! | #DIV/0! | 0
0 | 0 | - | 0 | 0 | 0 | 0 | #DIV/0! | #DIV/0! | 0
0 | 0 | - | 0 | 0 | 0 | 0 | #DIV/0! | #DIV/0! | 0
0 | 0 | - | 0 | 0 | 0 | 0 | #DIV/0! | #DIV/0! | 0
0 | 0 | - | 0 | 0 | 0 | 0 | #DIV/0! | #DIV/0! | 0
0 | 0 | - | 0 | 0 | 0 | 0 | #DIV/0! | #DIV/0! | 0
0 | 0 | - | 0 | 0 | 0 | 0 | #DIV/0! | #DIV/0! | 0
0 | 0 | - | 0 | 0 | 0 | 0 | #DIV/0! | #DIV/0! | 0
0 | 0 | - | 0 | 0 | 0 | 0 | #DIV/0! | #DIV/0! | 0
0 | 0 | - | 0 | 0 | 0 | 0 | #DIV/0! | #DIV/0! | 0
0 | 0 | - | 0 | 0 | 0 | 0 | #DIV/0! | #DIV/0! | 0
0 | 0 | - | 0 | 0 | 0 | 0 | #DIV/0! | #DIV/0! | 0
0 | 0 | - | 0 | 0 | 0 | 0 | #DIV/0! | #DIV/0! | 0
0 | 0 | - | 0 | 0 | 0 | 0 | #DIV/0! | #DIV/0! | 0
0 | 0 | - | 0 | 0 | 0 | 0 | #DIV/0! | #DIV/0! | 0
0 | 0 | - | 0 | 0 | 0 | 0 | #DIV/0! | #DIV/0! | 0
0 | 0 | - | 0 | 0 | 0 | 0 | #DIV/0! | #DIV/0! | 0
0 | 0 | - | 0 | 0 | 0 | 0 | #DIV/0! | #DIV/0! | 0
0 | 0 | - | 0 | 0 | 0 | 0 | #DIV/0! | #DIV/0! | 0
0 | 0 | - | 0 | 0 | 0 | 0 | #DIV/0! | #DIV/0! | 0
0 | 0 | - | 0 | 0 | 0 | 0 | #DIV/0! | #DIV/0! | 0
0 | 0 | - | 0 | 0 | 0 | 0 | #DIV/0! | #DIV/0! | 0
0 | 0 | - | 0 | 0 | 0 | 0 | #DIV/0! | #DIV/0! | 0
0 | 0 | - | 0 | 0 | 0 | 0 | #DIV/0! | #DIV/0! | 0
0 | 0 | - | 0 | 0 | 0 | 0 | #DIV/0! | #DIV/0! | 0
0 | 0 | - | 0 | 0 | 0 | 0 | #DIV/0! | #DIV/0! | 0
0 | 0 | - | 0 | 0 | 0 | 0 | #DIV/0! | #DIV/0! | 0
0 | 0 | - | 0 | 0 | 0 | 0 | #DIV/0! | #DIV/0! | 0
0 | 0 | - | 0 | 0 | 0 | 0 | #DIV/0! | #DIV/0! | 0
0 | 0 | - | 0 | 0 | 0 | 0 | #DIV/0! | #DIV/0! | 0
0 | 0 | - | 0 | 0 | 0 | 0 | #DIV/0! | #DIV/0! | 0
0 | 0 | - | 0 | 0 | 0 | 0 | #DIV/0! | #DIV/0! | 0
0 | 0 | - | 0 | 0 | 0 | 0 | #DIV/0! | #DIV/0! | 0
0 | 0 | - | 0 | 0 | 0 | 0 | #DIV/0! | #DIV/0! | 0
0 | 0 | - | 0 | 0 | 0 | 0 | #DIV/0! | #DIV/0! | 0
0 | 0 | - | 0 | 0 | 0 | 0 | #DIV/0! | #DIV/0! | 0
0 | 0 | - | 0 | 0 | 0 | 0 | #DIV/0! | #DIV/0! | 0
0 | 0 | - | 0 | 0 | 0 | 0 | #DIV/0! | #DIV/0! | 0
0 | 0 | - | 0 | 0 | 0 | 0 | #DIV/0! | #DIV/0! | 0
0 | 0 | - | 0 | 0 | 0 | 0 | #DIV/0! | #DIV/0! | 0
0 | 0 | - | 0 | 0 | 0 | 0 | #DIV/0! | #DIV/0! | 0
0 | 0 | - | 0 | 0 | 0 | 0 | #DIV/0! | #DIV/0! | 0
0 | 0 | - | 0 | 0 | 0 | 0 | #DIV/0! | #DIV/0! | 0
0 | 0 | - | 0 | 0 | 0 | 0 | #DIV/0! | #DIV/0! | 0
0 | 0 | - | 0 | 0 | 0 | 0 | #DIV/0! | #DIV/0! | 0
0 | 0 | - | 0 | 0 | 0 | 0 | #DIV/0! | #DIV/0! | 0
0 | 0 | - | 0 | 0 | 0 | 0 | #DIV/0! | #DIV/0! | 0
0 | 0 | - | 0 | 0 | 0 | 0 | #DIV/0! | #DIV/0! | 0
0 | 0 | - | 0 | 0 | 0 | 0 | #DIV/0! | #DIV/0! | 0
0 | 0 | - | 0 | 0 | 0 | 0 | #DIV/0! | #DIV/0! | 0
0 | 0 | - | 0 | 0 | 0 | 0 | #DIV/0! | #DIV/0! | 0
0 | 0 | - | 0 | 0 | 0 | 0 | #DIV/0! | #DIV/0! | 0
0 | 0 | - | 0 | 0 | 0 | 0 | #DIV/0! | #DIV/0! | 0
0 | 0 | - | 0 | 0 | 0 | 0 | #DIV/0! | #DIV/0! | 0
0 | 0 | - | 0 | 0 | 0 | 0 | #DIV/0! | #DIV/0! | 0
0 | 0 | - | 0 | 0 | 0 | 0 | #DIV/0! | #DIV/0! | 0
0 | 0 | - | 0 | 0 | 0 | 0 | #DIV/0! | #DIV/0! | 0
0 | 0 | - | 0 | 0 | 0 | 0 | #DIV/0! | #DIV/0! | 0
0 | 0 | - | 0 | 0 | 0 | 0 | #DIV/0! | #DIV/0! | 0
0 | 0 | - | 0 | 0 | 0 | 0 | #DIV/0! | #DIV/0! | 0
0 | 0 | - | 0 | 0 | 0 | 0 | #DIV/0! | #DIV/0! | 0
0 | 0 | - | 0 | 0 | 0 | 0 | #DIV/0! | #DIV/0! | 0
0 | 0 | - | 0 | 0 | 0 | 0 | #DIV/0! | #DIV/0! | 0
0 | 0 | - | 0 | 0 | 0 | 0 | #DIV/0! | #DIV/0! | 0
0 | 0 | - | 0 | 0 | 0 | 0 | #DIV/0! | #DIV/0! | 0
0 | 0 | - | 0 | 0 | 0 | 0 | #DIV/0! | #DIV/0! | 0
0 | 0 | - | 0 | 0 | 0 | 0 | #DIV/0! | #DIV/0! | 0
0 | 0 | - | 0 | 0 | 0 | 0 | #DIV/0! | #DIV/0! | 0
0 | 0 | - | 0 | 0 | 0 | 0 | #DIV/0! | #DIV/0! | 0
0 | 0 | - | 0 | 0 | 0 | 0 | #DIV/0! | #DIV/0! | 0
0 | 0 | - | 0 | 0 | 0 | 0 | #DIV/0! | #DIV/0! | 0
0 | 0 | - | 0 | 0 | 0 | 0 | #DIV/0! | #DIV/0! | 0
0 | 0 | - | 0 | 0 | 0 | 0 | #DIV/0! | #DIV/0! | 0
0 | 0 | - | 0 | 0 | 0 | 0 | #DIV/0! | #DIV/0! | 0
0 | 0 | - | 0 | 0 | 0 | 0 | #DIV/0! | #DIV/0! | 0
0 | 0 | - | 0 | 0 | 0 | 0 | #DIV/0! | #DIV/0! | 0
0 | 0 | - | 0 | 0 | 0 | 0 | #DIV/0! | #DIV/0! | 0
0 | 0 | - | 0 | 0 | 0 | 0 | #DIV/0! | #DIV/0! | 0
0 | 0 | - | 0 | 0 | 0 | 0 | #DIV/0! | #DIV/0! | 0
0 | 0 | - | 0 | 0 | 0 | 0 | #DIV/0! | #DIV/0! | 0
0 | 0 | - | 0 | 0 | 0 | 0 | #DIV/0! | #DIV/0! | 0
0 | 0 | - | 0 | 0 | 0 | 0 | #DIV/0! | #DIV/0! | 0
0 | 0 | - | 0 | 0 | 0 | 0 | #DIV/0! | #DIV/0! | 0
0 | 0 | - | 0 | 0 | 0 | 0 | #DIV/0! | #DIV/0! | 0
0 | 0 | - | 0 | 0 | 0 | 0 | #DIV/0! | #DIV/0! | 0
0 | 0 | - | 0 | 0 | 0 | 0 | #DIV/0! | #DIV/0! | 0
0 | 0 | - | 0 | 0 | 0 | 0 | #DIV/0! | #DIV/0! | 0
0 | 0 | - | 0 | 0 | 0 | 0 | #DIV/0! | #DIV/0! | 0
0 | 0 | - | 0 | 0 | 0 | 0 | #DIV/0! | #DIV/0! | 0
0 | 0 | - | 0 | 0 | 0 | 0 | #DIV/0! | #DIV/0! | 0
0 | 0 | - | 0 | 0 | 0 | 0 | #DIV/0! | #DIV/0! | 0
0 | 0 | - | 0 | 0 | 0 | 0 | #DIV/0! | #DIV/0! | 0
0 | 0 | - | 0 | 0 | 0 | 0 | #DIV/0! | #DIV/0! | 0
0 | 0 | - | 0 | 0 | 0 | 0 | #DIV/0! | #DIV/0! | 0
0 | 0 | - | 0 | 0 | 0 | 0 | #DIV/0! | #DIV/0! | 0
0 | 0 | - | 0 | 0 | 0 | 0 | #DIV/0! | #DIV/0! | 0
0 | 0 | - | 0 | 0 | 0 | 0 | #DIV/0! | #DIV/0! | 0
0 | 0 | - | 0 | 0 | 0 | 0 | #DIV/0! | #DIV/0! | 0
0 | 0 | - | 0 | 0 | 0 | 0 | #DIV/0! | #DIV/0! | 0
0 | 0 | - | 0 | 0 | 0 | 0 | #DIV/0! | #DIV/0! | 0
0 | 0 | - | 0 | 0 | 0 | 0 | #DIV/0! | #DIV/0! | 0
0 | 0 | - | 0 | 0 | 0 | 0 | #DIV/0! | #DIV/0! | 0
0 | 0 | - | 0 | 0 | 0 | 0 | #DIV/0! | #DIV/0! | 0
0 | 0 | - | 0 | 0 | 0 | 0 | #DIV/0! | #DIV/0! | 0
0 | 0 | - | 0 | 0 | 0 | 0 | #DIV/0! | #DIV/0! | 0
0 | 0 | - | 0 | 0 | 0 | 0 | #DIV/0! | #DIV/0! | 0
0 | 0 | - | 0 | 0 | 0 | 0 | #DIV/0! | #DIV/0! | 0
0 | 0 | - | 0 | 0 | 0 | 0 | #DIV/0! | #DIV/0! | 0
0 | 0 | - | 0 | 0 | 0 | 0 | #DIV/0! | #DIV/0! | 0
0 | 0 | - | 0 | 0 | 0 | 0 | #DIV/0! | #DIV/0! | 0
0 | 0 | - | 0 | 0 | 0 | 0 | #DIV/0! | #DIV/0! | 0
0 | 0 | - | 0 | 0 | 0 | 0 | #DIV/0! | #DIV/0! | 0
0 | 0 | - | 0 | 0 | 0 | 0 | #DIV/0! | #DIV/0! | 0
0 | 0 | - | 0 | 0 | 0 | 0 | #DIV/0! | #DIV/0! | 0
0 | 0 | - | 0 | 0 | 0 | 0 | #DIV/0! | #DIV/0! | 0
0 | 0 | - | 0 | 0 | 0 | 0 | #DIV/0! | #DIV/0! | 0
0 | 0 | - | 0 | 0 | 0 | 0 | #DIV/0! | #DIV/0! | 0
0 | 0 | - | 0 | 0 | 0 | 0 | #DIV/0! | #DIV/0! | 0
0 | 0 | - | 0 | 0 | 0 | 0 | #DIV/0! | #DIV/0! | 0
0 | 0 | - | 0 | 0 | 0 | 0 | #DIV/0! | #DIV/0! | 0
0 | 0 | - | 0 | 0 | 0 | 0 | #DIV/0! | #DIV/0! | 0
0 | 0 | - | 0 | 0 | 0 | 0 | #DIV/0! | #DIV/0! | 0
0 | 0 | - | 0 | 0 | 0 | 0 | #DIV/0! | #DIV/0! | 0
0 | 0 | - | 0 | 0 | 0 | 0 | #DIV/0! | #DIV/0! | 0
0 | 0 | - | 0 | 0 | 0 | 0 | #DIV/0! | #DIV/0! | 0
0 | 0 | - | 0 | 0 | 0 | 0 | #DIV/0! | #DIV/0! | 0
0 | 0 | - | 0 | 0 | 0 | 0 | #DIV/0! | #DIV/0! | 0
0 | 0 | - | 0 | 0 | 0 | 0 | #DIV/0! | #DIV/0! | 0
0 | 0 | - | 0 | 0 | 0 | 0 | #DIV/0! | #DIV/0! | 0
0 | 0 | - | 0 | 0 | 0 | 0 | #DIV/0! | #DIV/0! | 0
0 | 0 | - | 0 | 0 | 0 | 0 | #DIV/0! | #DIV/0! | 0
0 | 0 | - | 0 | 0 | 0 | 0 | #DIV/0! | #DIV/0! | 0
0 | 0 | - | 0 | 0 | 0 | 0 | #DIV/0! | #DIV/0! | 0
0 | 0 | - | 0 | 0 | 0 | 0 | #DIV/0! | #DIV/0! | 0
0 | 0 | - | 0 | 0 | 0 | 0 | #DIV/0! | #DIV/0! | 0
0 | 0 | - | 0 | 0 | 0 | 0 | #DIV/0! | #DIV/0! | 0
0 | 0 | - | 0 | 0 | 0 | 0 | #DIV/0! | #DIV/0! | 0
0 | 0 | - | 0 | 0 | 0 | 0 | #DIV/0! | #DIV/0! | 0
0 | 0 | - | 0 | 0 | 0 | 0 | #DIV/0! | #DIV/0! | 0
0 | 0 | - | 0 | 0 | 0 | 0 | #DIV/0! | #DIV/0! | 0
0 | 0 | - | 0 | 0 | 0 | 0 | #DIV/0! | #DIV/0! | 0
0 | 0 | - | 0 | 0 | 0 | 0 | #DIV/0! | #DIV/0! | 0
0 | 0 | - | 0 | 0 | 0 | 0 | #DIV/0! | #DIV/0! | 0
0 | 0 | - | 0 | 0 | 0 | 0 | #DIV/0! | #DIV/0! | 0
0 | 0 | - | 0 | 0 | 0 | 0 | #DIV/0! | #DIV/0! | 0
0 | 0 | - | 0 | 0 | 0 | 0 | #DIV/0! | #DIV/0! | 0
0 | 0 | - | 0 | 0 | 0 | 0 | #DIV/0! | #DIV/0! | 0
0 | 0 | - | 0 | 0 | 0 | 0 | #DIV/0! | #DIV/0! | 0
0 | 0 | - | 0 | 0 | 0 | 0 | #DIV/0! | #DIV/0! | 0
0 | 0 | - | 0 | 0 | 0 | 0 | #DIV/0! | #DIV/0! | 0
0 | 0 | - | 0 | 0 | 0 | 0 | #DIV/0! | #DIV/0! | 0
0 | 0 | - | 0 | 0 | 0 | 0 | #DIV/0! | #DIV/0! | 0
0 | 0 | - | 0 | 0 | 0 | 0 | #DIV/0! | #DIV/0! | 0
0 | 0 | - | 0 | 0 | 0 | 0 | #DIV/0! | #DIV/0! | 0
0 | 0 | - | 0 | 0 | 0 | 0 | #DIV/0! | #DIV/0! | 0
0 | 0 | - | 0 | 0 | 0 | 0 | #DIV/0! | #DIV/0! | 0
0 | 0 | - | 0 | 0 | 0 | 0 | #DIV/0! | #DIV/0! | 0
0 | 0 | - | 0 | 0 | 0 | 0 | #DIV/0! | #DIV/0! | 0
0 | 0 | - | 0 | 0 | 0 | 0 | #DIV/0! | #DIV/0! | 0
0 | 0 | - | 0 | 0 | 0 | 0 | #DIV/0! | #DIV/0! | 0
0 | 0 | - | 0 | 0 | 0 | 0 | #DIV/0! | #DIV/0! | 0
0 | 0 | - | 0 | 0 | 0 | 0 | #DIV/0! | #DIV/0! | 0
0 | 0 | - | 0 | 0 | 0 | 0 | #DIV/0! | #DIV/0! | 0
0 | 0 | - | 0 | 0 | 0 | 0 | #DIV/0! | #DIV/0! | 0
0 | 0 | - | 0 | 0 | 0 | 0 | #DIV/0! | #DIV/0! | 0
0 | 0 | - | 0 | 0 | 0 | 0 | #DIV/0! | #DIV/0! | 0
0 | 0 | - | 0 | 0 | 0 | 0 | #DIV/0! | #DIV/0! | 0
0 | 0 | - | 0 | 0 | 0 | 0 | #DIV/0! | #DIV/0! | 0
0 | 0 | - | 0 | 0 | 0 | 0 | #DIV/0! | #DIV/0! | 0
0 | 0 | - | 0 | 0 | 0 | 0 | #DIV/0! | #DIV/0! | 0
0 | 0 | - | 0 | 0 | 0 | 0 | #DIV/0! | #DIV/0! | 0
0 | 0 | - | 0 | 0 | 0 | 0 | #DIV/0! | #DIV/0! | 0
0 | 0 | - | 0 | 0 | 0 | 0 | #DIV/0! | #DIV/0! | 0
0 | 0 | - | 0 | 0 | 0 | 0 | #DIV/0! | #DIV/0! | 0
0 | 0 | - | 0 | 0 | 0 | 0 | #DIV/0! | #DIV/0! | 0
0 | 0 | - | 0 | 0 | 0 | 0 | #DIV/0! | #DIV/0! | 0
0 | 0 | - | 0 | 0 | 0 | 0 | #DIV/0! | #DIV/0! | 0
0 | 0 | - | 0 | 0 | 0 | 0 | #DIV/0! | #DIV/0! | 0
0 | 0 | - | 0 | 0 | 0 | 0 | #DIV/0! | #DIV/0! | 0
0 | 0 | - | 0 | 0 | 0 | 0 | #DIV/0! | #DIV/0! | 0
0 | 0 | - | 0 | 0 | 0 | 0 | #DIV/0! | #DIV/0! | 0
0 | 0 | - | 0 | 0 | 0 | 0 | #DIV/0! | #DIV/0! | 0
0 | 0 | - | 0 | 0 | 0 | 0 | #DIV/0! | #DIV/0! | 0
0 | 0 | - | 0 | 0 | 0 | 0 | #DIV/0! | #DIV/0! | 0
0 | 0 | - | 0 | 0 | 0 | 0 | #DIV/0! | #DIV/0! | 0
0 | 0 | - | 0 | 0 | 0 | 0 | #DIV/0! | #DIV/0! | 0
0 | 0 | - | 0 | 0 | 0 | 0 | #DIV/0! | #DIV/0! | 0
0 | 0 | - | 0 | 0 | 0 | 0 | #DIV/0! | #DIV/0! | 0
0 | 0 | - | 0 | 0 | 0 | 0 | #DIV/0! | #DIV/0! | 0
0 | 0 | - | 0 | 0 | 0 | 0 | #DIV/0! | #DIV/0! | 0
0 | 0 | - | 0 | 0 | 0 | 0 | #DIV/0! | #DIV/0! | 0
0 | 0 | - | 0 | 0 | 0 | 0 | #DIV/0! | #DIV/0! | 0
0 | 0 | - | 0 | 0 | 0 | 0 | #DIV/0! | #DIV/0! | 0
0 | 0 | - | 0 | 0 | 0 | 0 | #DIV/0! | #DIV/0! | 0
0 | 0 | - | 0 | 0 | 0 | 0 | #DIV/0! | #DIV/0! | 0
0 | 0 | - | 0 | 0 | 0 | 0 | #DIV/0! | #DIV/0! | 0
0 | 0 | - | 0 | 0 | 0 | 0 | #DIV/0! | #DIV/0! | 0
0 | 0 | - | 0 | 0 | 0 | 0 | #DIV/0! | #DIV/0! | 0
0 | 0 | - | 0 | 0 | 0 | 0 | #DIV/0! | #DIV/0! | 0
0 | 0 | - | 0 | 0 | 0 | 0 | #DIV/0! | #DIV/0! | 0
0 | 0 | - | 0 | 0 | 0 | 0 | #DIV/0! | #DIV/0! | 0
0 | 0 | - | 0 | 0 | 0 | 0 | #DIV/0! | #DIV/0! | 0
0 | 0 | - | 0 | 0 | 0 | 0 | #DIV/0! | #DIV/0! | 0
0 | 0 | - | 0 | 0 | 0 | 0 | #DIV/0! | #DIV/0! | 0
0 | 0 | - | 0 | 0 | 0 | 0 | #DIV/0! | #DIV/0! | 0
0 | 0 | - | 0 | 0 | 0 | 0 | #DIV/0! | #DIV/0! | 0
0 | 0 | - | 0 | 0 | 0 | 0 | #DIV/0! | #DIV/0! | 0
0 | 0 | - | 0 | 0 | 0 | 0 | #DIV/0! | #DIV/0! | 0
0 | 0 | - | 0 | 0 | 0 | 0 | #DIV/0! | #DIV/0! | 0
0 | 0 | - | 0 | 0 | 0 | 0 | #DIV/0! | #DIV/0! | 0
0 | 0 | - | 0 | 0 | 0 | 0 | #DIV/0! | #DIV/0! | 0
0 | 0 | - | 0 | 0 | 0 | 0 | #DIV/0! | #DIV/0! | 0
0 | 0 | - | 0 | 0 | 0 | 0 | #DIV/0! | #DIV/0! | 0
0 | 0 | - | 0 | 0 | 0 | 0 | #DIV/0! | #DIV/0! | 0
0 | 0 | - | 0 | 0 | 0 | 0 | #DIV/0! | #DIV/0! | 0
0 | 0 | - | 0 | 0 | 0 | 0 | #DIV/0! | #DIV/0! | 0
0 | 0 | - | 0 | 0 | 0 | 0 | #DIV/0! | #DIV/0! | 0
0 | 0 | - | 0 | 0 | 0 | 0 | #DIV/0! | #DIV/0! | 0
0 | 0 | - | 0 | 0 | 0 | 0 | #DIV/0! | #DIV/0! | 0
0 | 0 | - | 0 | 0 | 0 | 0 | #DIV/0! | #DIV/0! | 0
0 | 0 | - | 0 | 0 | 0 | 0 | #DIV/0! | #DIV/0! | 0
0 | 0 | - | 0 | 0 | 0 | 0 | #DIV/0! | #DIV/0! | 0
0 | 0 | - | 0 | 0 | 0 | 0 | #DIV/0! | #DIV/0! | 0
0 | 0 | - | 0 | 0 | 0 | 0 | #DIV/0! | #DIV/0! | 0
0 | 0 | - | 0 | 0 | 0 | 0 | #DIV/0! | #DIV/0! | 0
0 | 0 | - | 0 | 0 | 0 | 0 | #DIV/0! | #DIV/0! | 0
0 | 0 | - | 0 | 0 | 0 | 0 | #DIV/0! | #DIV/0! | 0
0 | 0 | - | 0 | 0 | 0 | 0 | #DIV/0! | #DIV/0! | 0
0 | 0 | - | 0 | 0 | 0 | 0 | #DIV/0! | #DIV/0! | 0
0 | 0 | - | 0 | 0 | 0 | 0 | #DIV/0! | #DIV/0! | 0
0 | 0 | - | 0 | 0 | 0 | 0 | #DIV/0! | #DIV/0! | 0
0 | 0 | - | 0 | 0 | 0 | 0 | #DIV/0! | #DIV/0! | 0
0 | 0 | - | 0 | 0 | 0 | 0 | #DIV/0! | #DIV/0! | 0
0 | 0 | - | 0 | 0 | 0 | 0 | #DIV/0! | #DIV/0! | 0
0 | 0 | - | 0 | 0 | 0 | 0 | #DIV/0! | #DIV/0! | 0
0 | 0 | - | 0 | 0 | 0 | 0 | #DIV/0! | #DIV/0! | 0
0 | 0 | - | 0 | 0 | 0 | 0 | #DIV/0! | #DIV/0! | 0
0 | 0 | - | 0 | 0 | 0 | 0 | #DIV/0! | #DIV/0! | 0
0 | 0 | - | 0 | 0 | 0 | 0 | #DIV/0! | #DIV/0! | 0
0 | 0 | - | 0 | 0 | 0 | 0 | #DIV/0! | #DIV/0! | 0
0 | 0 | - | 0 | 0 | 0 | 0 | #DIV/0! | #DIV/0! | 0
0 | 0 | - | 0 | 0 | 0 | 0 | #DIV/0! | #DIV/0! | 0
0 | 0 | - | 0 | 0 | 0 | 0 | #DIV/0! | #DIV/0! | 0
0 | 0 | - | 0 | 0 | 0 | 0 | #DIV/0! | #DIV/0! | 0
0 | 0 | - | 0 | 0 | 0 | 0 | #DIV/0! | #DIV/0! | 0
0 | 0 | - | 0 | 0 | 0 | 0 | #DIV/0! | #DIV/0! | 0
0 | 0 | - | 0 | 0 | 0 | 0 | #DIV/0! | #DIV/0! | 0
0 | 0 | - | 0 | 0 | 0 | 0 | #DIV/0! | #DIV/0! | 0
0 | 0 | - | 0 | 0 | 0 | 0 | #DIV/0! | #DIV/0! | 0
0 | 0 | - | 0 | 0 | 0 | 0 | #DIV/0! | #DIV/0! | 0
0 | 0 | - | 0 | 0 | 0 | 0 | #DIV/0! | #DIV/0! | 0
0 | 0 | - | 0 | 0 | 0 | 0 | #DIV/0! | #DIV/0! | 0
0 | 0 | - | 0 | 0 | 0 | 0 | #DIV/0! | #DIV/0! | 0
0 | 0 | - | 0 | 0 | 0 | 0 | #DIV/0! | #DIV/0! | 0
0 | 0 | - | 0 | 0 | 0 | 0 | #DIV/0! | #DIV/0! | 0
0 | 0 | - | 0 | 0 | 0 | 0 | #DIV/0! | #DIV/0! | 0
0 | 0 | - | 0 | 0 | 0 | 0 | #DIV/0! | #DIV/0! | 0
0 | 0 | - | 0 | 0 | 0 | 0 | #DIV/0! | #DIV/0! | 0
0 | 0 | - | 0 | 0 | 0 | 0 | #DIV/0! | #DIV/0! | 0
0 | 0 | - | 0 | 0 | 0 | 0 | #DIV/0! | #DIV/0! | 0
0 | 0 | - | 0 | 0 | 0 | 0 | #DIV/0! | #DIV/0! | 0
0 | 0 | - | 0 | 0 | 0 | 0 | #DIV/0! | #DIV/0! | 0
0 | 0 | - | 0 | 0 | 0 | 0 | #DIV/0! | #DIV/0! | 0
0 | 0 | - | 0 | 0 | 0 | 0 | #DIV/0! | #DIV/0! | 0
0 | 0 | - | 0 | 0 | 0 | 0 | #DIV/0! | #DIV/0! | 0
0 | 0 | - | 0 | 0 | 0 | 0 | #DIV/0! | #DIV/0! | 0
0 | 0 | - | 0 | 0 | 0 | 0 | #DIV/0! | #DIV/0! | 0
0 | 0 | - | 0 | 0 | 0 | 0 | #DIV/0! | #DIV/0! | 0
0 | 0 | - | 0 | 0 | 0 | 0 | #DIV/0! | #DIV/0! | 0
0 | 0 | - | 0 | 0 | 0 | 0 | #DIV/0! | #DIV/0! | 0
0 | 0 | - | 0 | 0 | 0 | 0 | #DIV/0! | #DIV/0! | 0
0 | 0 | - | 0 | 0 | 0 | 0 | #DIV/0! | #DIV/0! | 0
0 | 0 | - | 0 | 0 | 0 | 0 | #DIV/0! | #DIV/0! | 0
0 | 0 | - | 0 | 0 | 0 | 0 | #DIV/0! | #DIV/0! | 0
0 | 0 | - | 0 | 0 | 0 | 0 | #DIV/0! | #DIV/0! | 0
0 | 0 | - | 0 | 0 | 0 | 0 | #DIV/0! | #DIV/0! | 0
0 | 0 | - | 0 | 0 | 0 | 0 | #DIV/0! | #DIV/0! | 0
0 | 0 | - | 0 | 0 | 0 | 0 | #DIV/0! | #DIV/0! | 0
0 | 0 | - | 0 | 0 | 0 | 0 | #DIV/0! | #DIV/0! | 0
0 | 0 | - | 0 | 0 | 0 | 0 | #DIV/0! | #DIV/0! | 0
0 | 0 | - | 0 | 0 | 0 | 0 | #DIV/0! | #DIV/0! | 0
0 | 0 | - | 0 | 0 | 0 | 0 | #DIV/0! | #DIV/0! | 0
0 | 0 | - | 0 | 0 | 0 | 0 | #DIV/0! | #DIV/0! | 0
0 | 0 | - | 0 | 0 | 0 | 0 | #DIV/0! | #DIV/0! | 0
0 | 0 | - | 0 | 0 | 0 | 0 | #DIV/0! | #DIV/0! | 0
0 | 0 | - | 0 | 0 | 0 | 0 | #DIV/0! | #DIV/0! | 0
0 | 0 | - | 0 | 0 | 0 | 0 | #DIV/0! | #DIV/0! | 0
0 | 0 | - | 0 | 0 | 0 | 0 | #DIV/0! | #DIV/0! | 0
0 | 0 | - | 0 | 0 | 0 | 0 | #DIV/0! | #DIV/0! | 0
0 | 0 | - | 0 | 0 | 0 | 0 | #DIV/0! | #DIV/0! | 0
0 | 0 | - | 0 | 0 | 0 | 0 | #DIV/0! | #DIV/0! | 0
0 | 0 | - | 0 | 0 | 0 | 0 | #DIV/0! | #DIV/0! | 0
0 | 0 | - | 0 | 0 | 0 | 0 | #DIV/0! | #DIV/0! | 0
0 | 0 | - | 0 | 0 | 0 | 0 | #DIV/0! | #DIV/0! | 0
0 | 0 | - | 0 | 0 | 0 | 0 | #DIV/0! | #DIV/0! | 0
0 | 0 | - | 0 | 0 | 0 | 0 | #DIV/0! | #DIV/0! | 0
0 | 0 | - | 0 | 0 | 0 | 0 | #DIV/0! | #DIV/0! | 0
0 | 0 | - | 0 | 0 | 0 | 0 | #DIV/0! | #DIV/0! | 0
0 | 0 | - | 0 | 0 | 0 | 0 | #DIV/0! | #DIV/0! | 0
0 | 0 | - | 0 | 0 | 0 | 0 | #DIV/0! | #DIV/0! | 0
0 | 0 | - | 0 | 0 | 0 | 0 | #DIV/0! | #DIV/0! | 0
0 | 0 | - | 0 | 0 | 0 | 0 | #DIV/0! | #DIV/0! | 0
0 | 0 | - | 0 | 0 | 0 | 0 | #DIV/0! | #DIV/0! | 0
0 | 0 | - | 0 | 0 | 0 | 0 | #DIV/0! | #DIV/0! | 0
0 | 0 | - | 0 | 0 | 0 | 0 | #DIV/0! | #DIV/0! | 0
0 | 0 | - | 0 | 0 | 0 | 0 | #DIV/0! | #DIV/0! | 0
0 | 0 | - | 0 | 0 | 0 | 0 | #DIV/0! | #DIV/0! | 0
0 | 0 | - | 0 | 0 | 0 | 0 | #DIV/0! | #DIV/0! | 0
0 | 0 | - | 0 | 0 | 0 | 0 | #DIV/0! | #DIV/0! | 0
0 | 0 | - | 0 | 0 | 0 | 0 | #DIV/0! | #DIV/0! | 0
0 | 0 | - | 0 | 0 | 0 | 0 | #DIV/0! | #DIV/0! | 0
0 | 0 | - | 0 | 0 | 0 | 0 | #DIV/0! | #DIV/0! | 0
0 | 0 | - | 0 | 0 | 0 | 0 | #DIV/0! | #DIV/0! | 0
0 | 0 | - | 0 | 0 | 0 | 0 | #DIV/0! | #DIV/0! | 0
0 | 0 | - | 0 | 0 | 0 | 0 | #DIV/0! | #DIV/0! | 0
0 | 0 | - | 0 | 0 | 0 | 0 | #DIV/0! | #DIV/0! | 0
0 | 0 | - | 0 | 0 | 0 | 0 | #DIV/0! | #DIV/0! | 0
0 | 0 | - | 0 | 0 | 0 | 0 | #DIV/0! | #DIV/0! | 0
0 | 0 | - | 0 | 0 | 0 | 0 | #DIV/0! | #DIV/0! | 0
0 | 0 | - | 0 | 0 | 0 | 0 | #DIV/0! | #DIV/0! | 0
0 | 0 | - | 0 | 0 | 0 | 0 | #DIV/0! | #DIV/0! | 0
0 | 0 | - | 0 | 0 | 0 | 0 | #DIV/0! | #DIV/0! | 0
0 | 0 | - | 0 | 0 | 0 | 0 | #DIV/0! | #DIV/0! | 0
0 | 0 | - | 0 | 0 | 0 | 0 | #DIV/0! | #DIV/0! | 0
0 | 0 | - | 0 | 0 | 0 | 0 | #DIV/0! | #DIV/0! | 0
0 | 0 | - | 0 | 0 | 0 | 0 | #DIV/0! | #DIV/0! | 0
0 | 0 | - | 0 | 0 | 0 | 0 | #DIV/0! | #DIV/0! | 0
0 | 0 | - | 0 | 0 | 0 | 0 | #DIV/0! | #DIV/0! | 0
0 | 0 | - | 0 | 0 | 0 | 0 | #DIV/0! | #DIV/0! | 0
0 | 0 | - | 0 | 0 | 0 | 0 | #DIV/0! | #DIV/0! | 0
0 | 0 | - | 0 | 0 | 0 | 0 | #DIV/0! | #DIV/0! | 0
0 | 0 | - | 0 | 0 | 0 | 0 | #DIV/0! | #DIV/0! | 0
0 | 0 | - | 0 | 0 | 0 | 0 | #DIV/0! | #DIV/0! | 0
0 | 0 | - | 0 | 0 | 0 | 0 | #DIV/0! | #DIV/0! | 0
0 | 0 | - | 0 | 0 | 0 | 0 | #DIV/0! | #DIV/0! | 0
0 | 0 | - | 0 | 0 | 0 | 0 | #DIV/0! | #DIV/0! | 0
0 | 0 | - | 0 | 0 | 0 | 0 | #DIV/0! | #DIV/0! | 0
0 | 0 | - | 0 | 0 | 0 | 0 | #DIV/0! | #DIV/0! | 0
0 | 0 | - | 0 | 0 | 0 | 0 | #DIV/0! | #DIV/0! | 0
0 | 0 | - | 0 | 0 | 0 | 0 | #DIV/0! | #DIV/0! | 0
0 | 0 | - | 0 | 0 | 0 | 0 | #DIV/0! | #DIV/0! | 0
0 | 0 | - | 0 | 0 | 0 | 0 | #DIV/0! | #DIV/0! | 0
0 | 0 | - | 0 | 0 | 0 | 0 | #DIV/0! | #DIV/0! | 0
0 | 0 | - | 0 | 0 | 0 | 0 | #DIV/0! | #DIV/0! | 0
0 | 0 | - | 0 | 0 | 0 | 0 | #DIV/0! | #DIV/0! | 0
0 | 0 | - | 0 | 0 | 0 | 0 | #DIV/0! | #DIV/0! | 0
0 | 0 | - | 0 | 0 | 0 | 0 | #DIV/0! | #DIV/0! | 0
0 | 0 | - | 0 | 0 | 0 | 0 | #DIV/0! | #DIV/0! | 0
0 | 0 | - | 0 | 0 | 0 | 0 | #DIV/0! | #DIV/0! | 0
0 | 0 | - | 0 | 0 | 0 | 0 | #DIV/0! | #DIV/0! | 0
0 | 0 | - | 0 | 0 | 0 | 0 | #DIV/0! | #DIV/0! | 0
0 | 0 | - | 0 | 0 | 0 | 0 | #DIV/0! | #DIV/0! | 0
0 | 0 | - | 0 | 0 | 0 | 0 | #DIV/0! | #DIV/0! | 0
0 | 0 | - | 0 | 0 | 0 | 0 | #DIV/0! | #DIV/0! | 0
0 | 0 | - | 0 | 0 | 0 | 0 | #DIV/0! | #DIV/0! | 0
0 | 0 | - | 0 | 0 | 0 | 0 | #DIV/0! | #DIV/0! | 0
0 | 0 | - | 0 | 0 | 0 | 0 | #DIV/0! | #DIV/0! | 0
0 | 0 | - | 0 | 0 | 0 | 0 | #DIV/0! | #DIV/0! | 0
0 | 0 | - | 0 | 0 | 0 | 0 | #DIV/0! | #DIV/0! | 0
0 | 0 | - | 0 | 0 | 0 | 0 | #DIV/0! | #DIV/0! | 0
0 | 0 | - | 0 | 0 | 0 | 0 | #DIV/0! | #DIV/0! | 0
0 | 0 | - | 0 | 0 | 0 | 0 | #DIV/0! | #DIV/0! | 0
0 | 0 | - | 0 | 0 | 0 | 0 | #DIV/0! | #DIV/0! | 0
0 | 0 | - | 0 | 0 | 0 | 0 | #DIV/0! | #DIV/0! | 0
0 | 0 | - | 0 | 0 | 0 | 0 | #DIV/0! | #DIV/0! | 0
0 | 0 | - | 0 | 0 | 0 | 0 | #DIV/0! | #DIV/0! | 0
0 | 0 | - | 0 | 0 | 0 | 0 | #DIV/0! | #DIV/0! | 0
0 | 0 | - | 0 | 0 | 0 | 0 | #DIV/0! | #DIV/0! | 0
0 | 0 | - | 0 | 0 | 0 | 0 | #DIV/0! | #DIV/0! | 0
0 | 0 | - | 0 | 0 | 0 | 0 | #DIV/0! | #DIV/0! | 0
0 | 0 | - | 0 | 0 | 0 | 0 | #DIV/0! | #DIV/0! | 0
0 | 0 | - | 0 | 0 | 0 | 0 | #DIV/0! | #DIV/0! | 0
0 | 0 | - | 0 | 0 | 0 | 0 | #DIV/0! | #DIV/0! | 0
0 | 0 | - | 0 | 0 | 0 | 0 | #DIV/0! | #DIV/0! | 0
0 | 0 | - | 0 | 0 | 0 | 0 | #DIV/0! | #DIV/0! | 0
0 | 0 | - | 0 | 0 | 0 | 0 | #DIV/0! | #DIV/0! | 0
0 | 0 | - | 0 | 0 | 0 | 0 | #DIV/0! | #DIV/0! | 0
0 | 0 | - | 0 | 0 | 0 | 0 | #DIV/0! | #DIV/0! | 0
0 | 0 | - | 0 | 0 | 0 | 0 | #DIV/0! | #DIV/0! | 0
0 | 0 | - | 0 | 0 | 0 | 0 | #DIV/0! | #DIV/0! | 0
0 | 0 | - | 0 | 0 | 0 | 0 | #DIV/0! | #DIV/0! | 0
0 | 0 | - | 0 | 0 | 0 | 0 | #DIV/0! | #DIV/0! | 0
0 | 0 | - | 0 | 0 | 0 | 0 | #DIV/0! | #DIV/0! | 0
0 | 0 | - | 0 | 0 | 0 | 0 | #DIV/0! | #DIV/0! | 0
0 | 0 | - | 0 | 0 | 0 | 0 | #DIV/0! | #DIV/0! | 0
0 | 0 | - | 0 | 0 | 0 | 0 | #DIV/0! | #DIV/0! | 0
0 | 0 | - | 0 | 0 | 0 | 0 | #DIV/0! | #DIV/0! | 0
0 | 0 | - | 0 | 0 | 0 | 0 | #DIV/0! | #DIV/0! | 0
0 | 0 | - | 0 | 0 | 0 | 0 | #DIV/0! | #DIV/0! | 0
0 | 0 | - | 0 | 0 | 0 | 0 | #DIV/0! | #DIV/0! | 0
0 | 0 | - | 0 | 0 | 0 | 0 | #DIV/0! | #DIV/0! | 0
0 | 0 | - | 0 | 0 | 0 | 0 | #DIV/0! | #DIV/0! | 0
0 | 0 | - | 0 | 0 | 0 | 0 | #DIV/0! | #DIV/0! | 0
0 | 0 | - | 0 | 0 | 0 | 0 | #DIV/0! | #DIV/0! | 0
0 | 0 | - | 0 | 0 | 0 | 0 | #DIV/0! | #DIV/0! | 0
0 | 0 | - | 0 | 0 | 0 | 0 | #DIV/0! | #DIV/0! | 0
0 | 0 | - | 0 | 0 | 0 | 0 | #DIV/0! | #DIV/0! | 0
0 | 0 | - | 0 | 0 | 0 | 0 | #DIV/0! | #DIV/0! | 0
0 | 0 | - | 0 | 0 | 0 | 0 | #DIV/0! | #DIV/0! | 0
0 | 0 | - | 0 | 0 | 0 | 0 | #DIV/0! | #DIV/0! | 0
0 | 0 | - | 0 | 0 | 0 | 0 | #DIV/0! | #DIV/0! | 0
0 | 0 | - | 0 | 0 | 0 | 0 | #DIV/0! | #DIV/0! | 0
0 | 0 | - | 0 | 0 | 0 | 0 | #DIV/0! | #DIV/0! | 0
0 | 0 | - | 0 | 0 | 0 | 0 | #DIV/0! | #DIV/0! | 0
0 | 0 | - | 0 | 0 | 0 | 0 | #DIV/0! | #DIV/0! | 0
0 | 0 | - | 0 | 0 | 0 | 0 | #DIV/0! | #DIV/0! | 0
0 | 0 | - | 0 | 0 | 0 | 0 | #DIV/0! | #DIV/0! | 0
0 | 0 | - | 0 | 0 | 0 | 0 | #DIV/0! | #DIV/0! | 0
0 | 0 | - | 0 | 0 | 0 | 0 | #DIV/0! | #DIV/0! | 0
0 | 0 | - | 0 | 0 | 0 | 0 | #DIV/0! | #DIV/0! | 0
0 | 0 | - | 0 | 0 | 0 | 0 | #DIV/0! | #DIV/0! | 0
0 | 0 | - | 0 | 0 | 0 | 0 | #DIV/0! | #DIV/0! | 0
0 | 0 | - | 0 | 0 | 0 | 0 | #DIV/0! | #DIV/0! | 0
0 | 0 | - | 0 | 0 | 0 | 0 | #DIV/0! | #DIV/0! | 0
0 | 0 | - | 0 | 0 | 0 | 0 | #DIV/0! | #DIV/0! | 0
0 | 0 | - | 0 | 0 | 0 | 0 | #DIV/0! | #DIV/0! | 0
0 | 0 | - | 0 | 0 | 0 | 0 | #DIV/0! | #DIV/0! | 0
0 | 0 | - | 0 | 0 | 0 | 0 | #DIV/0! | #DIV/0! | 0
0 | 0 | - | 0 | 0 | 0 | 0 | #DIV/0! | #DIV/0! | 0
0 | 0 | - | 0 | 0 | 0 | 0 | #DIV/0! | #DIV/0! | 0
0 | 0 | - | 0 | 0 | 0 | 0 | #DIV/0! | #DIV/0! | 0
0 | 0 | - | 0 | 0 | 0 | 0 | #DIV/0! | #DIV/0! | 0
0 | 0 | - | 0 | 0 | 0 | 0 | #DIV/0! | #DIV/0! | 0
0 | 0 | - | 0 | 0 | 0 | 0 | #DIV/0! | #DIV/0! | 0
0 | 0 | - | 0 | 0 | 0 | 0 | #DIV/0! | #DIV/0! | 0
0 | 0 | - | 0 | 0 | 0 | 0 | #DIV/0! | #DIV/0! | 0
0 | 0 | - | 0 | 0 | 0 | 0 | #DIV/0! | #DIV/0! | 0
0 | 0 | - | 0 | 0 | 0 | 0 | #DIV/0! | #DIV/0! | 0
0 | 0 | - | 0 | 0 | 0 | 0 | #DIV/0! | #DIV/0! | 0
0 | 0 | - | 0 | 0 | 0 | 0 | #DIV/0! | #DIV/0! | 0
0 | 0 | - | 0 | 0 | 0 | 0 | #DIV/0! | #DIV/0! | 0
0 | 0 | - | 0 | 0 | 0 | 0 | #DIV/0! | #DIV/0! | 0
0 | 0 | - | 0 | 0 | 0 | 0 | #DIV/0! | #DIV/0! | 0
0 | 0 | - | 0 | 0 | 0 | 0 | #DIV/0! | #DIV/0! | 0
0 | 0 | - | 0 | 0 | 0 | 0 | #DIV/0! | #DIV/0! | 0
0 | 0 | - | 0 | 0 | 0 | 0 | #DIV/0! | #DIV/0! | 0
0 | 0 | - | 0 | 0 | 0 | 0 | #DIV/0! | #DIV/0! | 0
0 | 0 | - | 0 | 0 | 0 | 0 | #DIV/0! | #DIV/0! | 0
0 | 0 | - | 0 | 0 | 0 | 0 | #DIV/0! | #DIV/0! | 0
0 | 0 | - | 0 | 0 | 0 | 0 | #DIV/0! | #DIV/0! | 0
0 | 0 | - | 0 | 0 | 0 | 0 | #DIV/0! | #DIV/0! | 0
0 | 0 | - | 0 | 0 | 0 | 0 | #DIV/0! | #DIV/0! | 0
0 | 0 | - | 0 | 0 | 0 | 0 | #DIV/0! | #DIV/0! | 0
0 | 0 | - | 0 | 0 | 0 | 0 | #DIV/0! | #DIV/0! | 0
0 | 0 | - | 0 | 0 | 0 | 0 | #DIV/0! | #DIV/0! | 0
0 | 0 | - | 0 | 0 | 0 | 0 | #DIV/0! | #DIV/0! | 0
0 | 0 | - | 0 | 0 | 0 | 0 | #DIV/0! | #DIV/0! | 0
0 | 0 | - | 0 | 0 | 0 | 0 | #DIV/0! | #DIV/0! | 0
0 | 0 | - | 0 | 0 | 0 | 0 | #DIV/0! | #DIV/0! | 0
0 | 0 | - | 0 | 0 | 0 | 0 | #DIV/0! | #DIV/0! | 0
0 | 0 | - | 0 | 0 | 0 | 0 | #DIV/0! | #DIV/0! | 0
0 | 0 | - | 0 | 0 | 0 | 0 | #DIV/0! | #DIV/0! | 0
0 | 0 | - | 0 | 0 | 0 | 0 | #DIV/0! | #DIV/0! | 0
0 | 0 | - | 0 | 0 | 0 | 0 | #DIV/0! | #DIV/0! | 0
0 | 0 | - | 0 | 0 | 0 | 0 | #DIV/0! | #DIV/0! | 0
0 | 0 | - | 0 | 0 | 0 | 0 | #DIV/0! | #DIV/0! | 0
0 | 0 | - | 0 | 0 | 0 | 0 | #DIV/0! | #DIV/0! | 0
0 | 0 | - | 0 | 0 | 0 | 0 | #DIV/0! | #DIV/0! | 0
0 | 0 | - | 0 | 0 | 0 | 0 | #DIV/0! | #DIV/0! | 0
0 | 0 | - | 0 | 0 | 0 | 0 | #DIV/0! | #DIV/0! | 0
0 | 0 | - | 0 | 0 | 0 | 0 | #DIV/0! | #DIV/0! | 0
0 | 0 | - | 0 | 0 | 0 | 0 | #DIV/0! | #DIV/0! | 0
0 | 0 | - | 0 | 0 | 0 | 0 | #DIV/0! | #DIV/0! | 0
0 | 0 | - | 0 | 0 | 0 | 0 | #DIV/0! | #DIV/0! | 0
0 | 0 | - | 0 | 0 | 0 | 0 | #DIV/0! | #DIV/0! | 0
0 | 0 | - | 0 | 0 | 0 | 0 | #DIV/0! | #DIV/0! | 0
0 | 0 | - | 0 | 0 | 0 | 0 | #DIV/0! | #DIV/0! | 0
0 | 0 | - | 0 | 0 | 0 | 0 | #DIV/0! | #DIV/0! | 0
0 | 0 | - | 0 | 0 | 0 | 0 | #DIV/0! | #DIV/0! | 0
0 | 0 | - | 0 | 0 | 0 | 0 | #DIV/0! | #DIV/0! | 0
0 | 0 | - | 0 | 0 | 0 | 0 | #DIV/0! | #DIV/0! | 0
0 | 0 | - | 0 | 0 | 0 | 0 | #DIV/0! | #DIV/0! | 0
0 | 0 | - | 0 | 0 | 0 | 0 | #DIV/0! | #DIV/0! | 0
0 | 0 | - | 0 | 0 | 0 | 0 | #DIV/0! | #DIV/0! | 0
0 | 0 | - | 0 | 0 | 0 | 0 | #DIV/0! | #DIV/0! | 0
0 | 0 | - | 0 | 0 | 0 | 0 | #DIV/0! | #DIV/0! | 0
0 | 0 | - | 0 | 0 | 0 | 0 | #DIV/0! | #DIV/0! | 0
0 | 0 | - | 0 | 0 | 0 | 0 | #DIV/0! | #DIV/0! | 0
0 | 0 | - | 0 | 0 | 0 | 0 | #DIV/0! | #DIV/0! | 0
0 | 0 | - | 0 | 0 | 0 | 0 | #DIV/0! | #DIV/0! | 0
0 | 0 | - | 0 | 0 | 0 | 0 | #DIV/0! | #DIV/0! | 0
0 | 0 | - | 0 | 0 | 0 | 0 | #DIV/0! | #DIV/0! | 0
0 | 0 | - | 0 | 0 | 0 | 0 | #DIV/0! | #DIV/0! | 0
0 | 0 | - | 0 | 0 | 0 | 0 | #DIV/0! | #DIV/0! | 0
0 | 0 | - | 0 | 0 | 0 | 0 | #DIV/0! | #DIV/0! | 0
0 | 0 | - | 0 | 0 | 0 | 0 | #DIV/0! | #DIV/0! | 0
0 | 0 | - | 0 | 0 | 0 | 0 | #DIV/0! | #DIV/0! | 0
0 | 0 | - | 0 | 0 | 0 | 0 | #DIV/0! | #DIV/0! | 0
0 | 0 | - | 0 | 0 | 0 | 0 | #DIV/0! | #DIV/0! | 0
0 | 0 | - | 0 | 0 | 0 | 0 | #DIV/0! | #DIV/0! | 0
0 | 0 | - | 0 | 0 | 0 | 0 | #DIV/0! | #DIV/0! | 0
0 | 0 | - | 0 | 0 | 0 | 0 | #DIV/0! | #DIV/0! | 0
0 | 0 | - | 0 | 0 | 0 | 0 | #DIV/0! | #DIV/0! | 0
0 | 0 | - | 0 | 0 | 0 | 0 | #DIV/0! | #DIV/0! | 0
0 | 0 | - | 0 | 0 | 0 | 0 | #DIV/0! | #DIV/0! | 0
0 | 0 | - | 0 | 0 | 0 | 0 | #DIV/0! | #DIV/0! | 0
0 | 0 | - | 0 | 0 | 0 | 0 | #DIV/0! | #DIV/0! | 0
0 | 0 | - | 0 | 0 | 0 | 0 | #DIV/0! | #DIV/0! | 0
0 | 0 | - | 0 | 0 | 0 | 0 | #DIV/0! | #DIV/0! | 0
0 | 0 | - | 0 | 0 | 0 | 0 | #DIV/0! | #DIV/0! | 0
0 | 0 | - | 0 | 0 | 0 | 0 | #DIV/0! | #DIV/0! | 0
0 | 0 | - | 0 | 0 | 0 | 0 | #DIV/0! | #DIV/0! | 0
0 | 0 | - | 0 | 0 | 0 | 0 | #DIV/0! | #DIV/0! | 0
0 | 0 | - | 0 | 0 | 0 | 0 | #DIV/0! | #DIV/0! | 0
0 | 0 | - | 0 | 0 | 0 | 0 | #DIV/0! | #DIV/0! | 0
0 | 0 | - | 0 | 0 | 0 | 0 | #DIV/0! | #DIV/0! | 0
0 | 0 | - | 0 | 0 | 0 | 0 | #DIV/0! | #DIV/0! | 0
0 | 0 | - | 0 | 0 | 0 | 0 | #DIV/0! | #DIV/0! | 0
0 | 0 | - | 0 | 0 | 0 | 0 | #DIV/0! | #DIV/0! | 0
0 | 0 | - | 0 | 0 | 0 | 0 | #DIV/0! | #DIV/0! | 0
0 | 0 | - | 0 | 0 | 0 | 0 | #DIV/0! | #DIV/0! | 0
0 | 0 | - | 0 | 0 | 0 | 0 | #DIV/0! | #DIV/0! | 0
0 | 0 | - | 0 | 0 | 0 | 0 | #DIV/0! | #DIV/0! | 0
0 | 0 | - | 0 | 0 | 0 | 0 | #DIV/0! | #DIV/0! | 0
0 | 0 | - | 0 | 0 | 0 | 0 | #DIV/0! | #DIV/0! | 0
0 | 0 | - | 0 | 0 | 0 | 0 | #DIV/0! | #DIV/0! | 0
0 | 0 | - | 0 | 0 | 0 | 0 | #DIV/0! | #DIV/0! | 0
0 | 0 | - | 0 | 0 | 0 | 0 | #DIV/0! | #DIV/0! | 0
0 | 0 | - | 0 | 0 | 0 | 0 | #DIV/0! | #DIV/0! | 0
0 | 0 | - | 0 | 0 | 0 | 0 | #DIV/0! | #DIV/0! | 0
0 | 0 | - | 0 | 0 | 0 | 0 | #DIV/0! | #DIV/0! | 0
0 | 0 | - | 0 | 0 | 0 | 0 | #DIV/0! | #DIV/0! | 0
0 | 0 | - | 0 | 0 | 0 | 0 | #DIV/0! | #DIV/0! | 0
0 | 0 | - | 0 | 0 | 0 | 0 | #DIV/0! | #DIV/0! | 0
0 | 0 | - | 0 | 0 | 0 | 0 | #DIV/0! | #DIV/0! | 0
0 | 0 | - | 0 | 0 | 0 | 0 | #DIV/0! | #DIV/0! | 0
0 | 0 | - | 0 | 0 | 0 | 0 | #DIV/0! | #DIV/0! | 0
0 | 0 | - | 0 | 0 | 0 | 0 | #DIV/0! | #DIV/0! | 0
0 | 0 | - | 0 | 0 | 0 | 0 | #DIV/0! | #DIV/0! | 0
0 | 0 | - | 0 | 0 | 0 | 0 | #DIV/0! | #DIV/0! | 0
0 | 0 | - | 0 | 0 | 0 | 0 | #DIV/0! | #DIV/0! | 0
0 | 0 | - | 0 | 0 | 0 | 0 | #DIV/0! | #DIV/0! | 0
0 | 0 | - | 0 | 0 | 0 | 0 | #DIV/0! | #DIV/0! | 0
0 | 0 | - | 0 | 0 | 0 | 0 | #DIV/0! | #DIV/0! | 0
0 | 0 | - | 0 | 0 | 0 | 0 | #DIV/0! | #DIV/0! | 0
0 | 0 | - | 0 | 0 | 0 | 0 | #DIV/0! | #DIV/0! | 0
0 | 0 | - | 0 | 0 | 0 | 0 | #DIV/0! | #DIV/0! | 0
0 | 0 | - | 0 | 0 | 0 | 0 | #DIV/0! | #DIV/0! | 0
0 | 0 | - | 0 | 0 | 0 | 0 | #DIV/0! | #DIV/0! | 0
0 | 0 | - | 0 | 0 | 0 | 0 | #DIV/0! | #DIV/0! | 0
0 | 0 | - | 0 | 0 | 0 | 0 | #DIV/0! | #DIV/0! | 0
0 | 0 | - | 0 | 0 | 0 | 0 | #DIV/0! | #DIV/0! | 0
0 | 0 | - | 0 | 0 | 0 | 0 | #DIV/0! | #DIV/0! | 0
0 | 0 | - | 0 | 0 | 0 | 0 | #DIV/0! | #DIV/0! | 0
0 | 0 | - | 0 | 0 | 0 | 0 | #DIV/0! | #DIV/0! | 0
0 | 0 | - | 0 | 0 | 0 | 0 | #DIV/0! | #DIV/0! | 0
0 | 0 | - | 0 | 0 | 0 | 0 | #DIV/0! | #DIV/0! | 0
0 | 0 | - | 0 | 0 | 0 | 0 | #DIV/0! | #DIV/0! | 0
0 | 0 | - | 0 | 0 | 0 | 0 | #DIV/0! | #DIV/0! | 0
0 | 0 | - | 0 | 0 | 0 | 0 | #DIV/0! | #DIV/0! | 0
0 | 0 | - | 0 | 0 | 0 | 0 | #DIV/0! | #DIV/0! | 0
0 | 0 | - | 0 | 0 | 0 | 0 | #DIV/0! | #DIV/0! | 0
0 | 0 | - | 0 | 0 | 0 | 0 | #DIV/0! | #DIV/0! | 0
0 | 0 | - | 0 | 0 | 0 | 0 | #DIV/0! | #DIV/0! | 0
0 | 0 | - | 0 | 0 | 0 | 0 | #DIV/0! | #DIV/0! | 0
0 | 0 | - | 0 | 0 | 0 | 0 | #DIV/0! | #DIV/0! | 0
0 | 0 | - | 0 | 0 | 0 | 0 | #DIV/0! | #DIV/0! | 0
0 | 0 | - | 0 | 0 | 0 | 0 | #DIV/0! | #DIV/0! | 0
0 | 0 | - | 0 | 0 | 0 | 0 | #DIV/0! | #DIV/0! | 0
0 | 0 | - | 0 | 0 | 0 | 0 | #DIV/0! | #DIV/0! | 0
0 | 0 | - | 0 | 0 | 0 | 0 | #DIV/0! | #DIV/0! | 0
0 | 0 | - | 0 | 0 | 0 | 0 | #DIV/0! | #DIV/0! | 0
0 | 0 | - | 0 | 0 | 0 | 0 | #DIV/0! | #DIV/0! | 0
0 | 0 | - | 0 | 0 | 0 | 0 | #DIV/0! | #DIV/0! | 0
0 | 0 | - | 0 | 0 | 0 | 0 | #DIV/0! | #DIV/0! | 0
0 | 0 | - | 0 | 0 | 0 | 0 | #DIV/0! | #DIV/0! | 0
0 | 0 | - | 0 | 0 | 0 | 0 | #DIV/0! | #DIV/0! | 0
0 | 0 | - | 0 | 0 | 0 | 0 | #DIV/0! | #DIV/0! | 0
0 | 0 | - | 0 | 0 | 0 | 0 | #DIV/0! | #DIV/0! | 0
0 | 0 | - | 0 | 0 | 0 | 0 | #DIV/0! | #DIV/0! | 0
0 | 0 | - | 0 | 0 | 0 | 0 | #DIV/0! | #DIV/0! | 0
0 | 0 | - | 0 | 0 | 0 | 0 | #DIV/0! | #DIV/0! | 0
0 | 0 | - | 0 | 0 | 0 | 0 | #DIV/0! | #DIV/0! | 0
0 | 0 | - | 0 | 0 | 0 | 0 | #DIV/0! | #DIV/0! | 0
0 | 0 | - | 0 | 0 | 0 | 0 | #DIV/0! | #DIV/0! | 0
0 | 0 | - | 0 | 0 | 0 | 0 | #DIV/0! | #DIV/0! | 0
0 | 0 | - | 0 | 0 | 0 | 0 | #DIV/0! | #DIV/0! | 0
0 | 0 | - | 0 | 0 | 0 | 0 | #DIV/0! | #DIV/0! | 0
0 | 0 | - | 0 | 0 | 0 | 0 | #DIV/0! | #DIV/0! | 0
0 | 0 | - | 0 | 0 | 0 | 0 | #DIV/0! | #DIV/0! | 0
0 | 0 | - | 0 | 0 | 0 | 0 | #DIV/0! | #DIV/0! | 0
0 | 0 | - | 0 | 0 | 0 | 0 | #DIV/0! | #DIV/0! | 0
0 | 0 | - | 0 | 0 | 0 | 0 | #DIV/0! | #DIV/0! | 0
0 | 0 | - | 0 | 0 | 0 | 0 | #DIV/0! | #DIV/0! | 0
0 | 0 | - | 0 | 0 | 0 | 0 | #DIV/0! | #DIV/0! | 0
0 | 0 | - | 0 | 0 | 0 | 0 | #DIV/0! | #DIV/0! | 0
0 | 0 | - | 0 | 0 | 0 | 0 | #DIV/0! | #DIV/0! | 0
0 | 0 | - | 0 | 0 | 0 | 0 | #DIV/0! | #DIV/0! | 0
0 | 0 | - | 0 | 0 | 0 | 0 | #DIV/0! | #DIV/0! | 0
0 | 0 | - | 0 | 0 | 0 | 0 | #DIV/0! | #DIV/0! | 0
0 | 0 | - | 0 | 0 | 0 | 0 | #DIV/0! | #DIV/0! | 0
0 | 0 | - | 0 | 0 | 0 | 0 | #DIV/0! | #DIV/0! | 0
0 | 0 | - | 0 | 0 | 0 | 0 | #DIV/0! | #DIV/0! | 0
0 | 0 | - | 0 | 0 | 0 | 0 | #DIV/0! | #DIV/0! | 0
0 | 0 | - | 0 | 0 | 0 | 0 | #DIV/0! | #DIV/0! | 0
0 | 0 | - | 0 | 0 | 0 | 0 | #DIV/0! | #DIV/0! | 0
0 | 0 | - | 0 | 0 | 0 | 0 | #DIV/0! | #DIV/0! | 0
0 | 0 | - | 0 | 0 | 0 | 0 | #DIV/0! | #DIV/0! | 0
0 | 0 | - | 0 | 0 | 0 | 0 | #DIV/0! | #DIV/0! | 0
0 | 0 | - | 0 | 0 | 0 | 0 | #DIV/0! | #DIV/0! | 0
0 | 0 | - | 0 | 0 | 0 | 0 | #DIV/0! | #DIV/0! | 0
0 | 0 | - | 0 | 0 | 0 | 0 | #DIV/0! | #DIV/0! | 0
0 | 0 | - | 0 | 0 | 0 | 0 | #DIV/0! | #DIV/0! | 0
0 | 0 | - | 0 | 0 | 0 | 0 | #DIV/0! | #DIV/0! | 0
0 | 0 | - | 0 | 0 | 0 | 0 | #DIV/0! | #DIV/0! | 0
0 | 0 | - | 0 | 0 | 0 | 0 | #DIV/0! | #DIV/0! | 0
0 | 0 | - | 0 | 0 | 0 | 0 | #DIV/0! | #DIV/0! | 0
0 | 0 | - | 0 | 0 | 0 | 0 | #DIV/0! | #DIV/0! | 0
0 | 0 | - | 0 | 0 | 0 | 0 | #DIV/0! | #DIV/0! | 0
0 | 0 | - | 0 | 0 | 0 | 0 | #DIV/0! | #DIV/0! | 0
0 | 0 | - | 0 | 0 | 0 | 0 | #DIV/0! | #DIV/0! | 0
0 | 0 | - | 0 | 0 | 0 | 0 | #DIV/0! | #DIV/0! | 0
0 | 0 | - | 0 | 0 | 0 | 0 | #DIV/0! | #DIV/0! | 0
0 | 0 | - | 0 | 0 | 0 | 0 | #DIV/0! | #DIV/0! | 0
0 | 0 | - | 0 | 0 | 0 | 0 | #DIV/0! | #DIV/0! | 0
0 | 0 | - | 0 | 0 | 0 | 0 | #DIV/0! | #DIV/0! | 0
0 | 0 | - | 0 | 0 | 0 | 0 | #DIV/0! | #DIV/0! | 0
0 | 0 | - | 0 | 0 | 0 | 0 | #DIV/0! | #DIV/0! | 0
0 | 0 | - | 0 | 0 | 0 | 0 | #DIV/0! | #DIV/0! | 0
0 | 0 | - | 0 | 0 | 0 | 0 | #DIV/0! | #DIV/0! | 0
0 | 0 | - | 0 | 0 | 0 | 0 | #DIV/0! | #DIV/0! | 0
0 | 0 | - | 0 | 0 | 0 | 0 | #DIV/0! | #DIV/0! | 0
0 | 0 | - | 0 | 0 | 0 | 0 | #DIV/0! | #DIV/0! | 0
0 | 0 | - | 0 | 0 | 0 | 0 | #DIV/0! | #DIV/0! | 0
0 | 0 | - | 0 | 0 | 0 | 0 | #DIV/0! | #DIV/0! | 0
0 | 0 | - | 0 | 0 | 0 | 0 | #DIV/0! | #DIV/0! | 0
0 | 0 | - | 0 | 0 | 0 | 0 | #DIV/0! | #DIV/0! | 0
0 | 0 | - | 0 | 0 | 0 | 0 | #DIV/0! | #DIV/0! | 0
0 | 0 | - | 0 | 0 | 0 | 0 | #DIV/0! | #DIV/0! | 0
0 | 0 | - | 0 | 0 | 0 | 0 | #DIV/0! | #DIV/0! | 0
0 | 0 | - | 0 | 0 | 0 | 0 | #DIV/0! | #DIV/0! | 0
0 | 0 | - | 0 | 0 | 0 | 0 | #DIV/0! | #DIV/0! | 0
0 | 0 | - | 0 | 0 | 0 | 0 | #DIV/0! | #DIV/0! | 0
0 | 0 | - | 0 | 0 | 0 | 0 | #DIV/0! | #DIV/0! | 0
0 | 0 | - | 0 | 0 | 0 | 0 | #DIV/0! | #DIV/0! | 0
0 | 0 | - | 0 | 0 | 0 | 0 | #DIV/0! | #DIV/0! | 0
0 | 0 | - | 0 | 0 | 0 | 0 | #DIV/0! | #DIV/0! | 0
0 | 0 | - | 0 | 0 | 0 | 0 | #DIV/0! | #DIV/0! | 0
0 | 0 | - | 0 | 0 | 0 | 0 | #DIV/0! | #DIV/0! | 0
0 | 0 | - | 0 | 0 | 0 | 0 | #DIV/0! | #DIV/0! | 0
0 | 0 | - | 0 | 0 | 0 | 0 | #DIV/0! | #DIV/0! | 0
0 | 0 | - | 0 | 0 | 0 | 0 | #DIV/0! | #DIV/0! | 0
0 | 0 | - | 0 | 0 | 0 | 0 | #DIV/0! | #DIV/0! | 0
0 | 0 | - | 0 | 0 | 0 | 0 | #DIV/0! | #DIV/0! | 0
0 | 0 | - | 0 | 0 | 0 | 0 | #DIV/0! | #DIV/0! | 0
0 | 0 | - | 0 | 0 | 0 | 0 | #DIV/0! | #DIV/0! | 0
0 | 0 | - | 0 | 0 | 0 | 0 | #DIV/0! | #DIV/0! | 0
0 | 0 | - | 0 | 0 | 0 | 0 | #DIV/0! | #DIV/0! | 0
0 | 0 | - | 0 | 0 | 0 | 0 | #DIV/0! | #DIV/0! | 0
0 | 0 | - | 0 | 0 | 0 | 0 | #DIV/0! | #DIV/0! | 0
0 | 0 | - | 0 | 0 | 0 | 0 | #DIV/0! | #DIV/0! | 0
0 | 0 | - | 0 | 0 | 0 | 0 | #DIV/0! | #DIV/0! | 0
0 | 0 | - | 0 | 0 | 0 | 0 | #DIV/0! | #DIV/0! | 0
0 | 0 | - | 0 | 0 | 0 | 0 | #DIV/0! | #DIV/0! | 0
0 | 0 | - | 0 | 0 | 0 | 0 | #DIV/0! | #DIV/0! | 0
0 | 0 | - | 0 | 0 | 0 | 0 | #DIV/0! | #DIV/0! | 0
0 | 0 | - | 0 | 0 | 0 | 0 | #DIV/0! | #DIV/0! | 0
0 | 0 | - | 0 | 0 | 0 | 0 | #DIV/0! | #DIV/0! | 0
0 | 0 | - | 0 | 0 | 0 | 0 | #DIV/0! | #DIV/0! | 0
0 | 0 | - | 0 | 0 | 0 | 0 | #DIV/0! | #DIV/0! | 0
0 | 0 | - | 0 | 0 | 0 | 0 | #DIV/0! | #DIV/0! | 0
0 | 0 | - | 0 | 0 | 0 | 0 | #DIV/0! | #DIV/0! | 0
0 | 0 | - | 0 | 0 | 0 | 0 | #DIV/0! | #DIV/0! | 0
0 | 0 | - | 0 | 0 | 0 | 0 | #DIV/0! | #DIV/0! | 0
0 | 0 | - | 0 | 0 | 0 | 0 | #DIV/0! | #DIV/0! | 0
0 | 0 | - | 0 | 0 | 0 | 0 | #DIV/0! | #DIV/0! | 0
0 | 0 | - | 0 | 0 | 0 | 0 | #DIV/0! | #DIV/0! | 0
0 | 0 | - | 0 | 0 | 0 | 0 | #DIV/0! | #DIV/0! | 0
0 | 0 | - | 0 | 0 | 0 | 0 | #DIV/0! | #DIV/0! | 0
0 | 0 | - | 0 | 0 | 0 | 0 | #DIV/0! | #DIV/0! | 0
0 | 0 | - | 0 | 0 | 0 | 0 | #DIV/0! | #DIV/0! | 0
0 | 0 | - | 0 | 0 | 0 | 0 | #DIV/0! | #DIV/0! | 0
0 | 0 | - | 0 | 0 | 0 | 0 | #DIV/0! | #DIV/0! | 0
0 | 0 | - | 0 | 0 | 0 | 0 | #DIV/0! | #DIV/0! | 0
0 | 0 | - | 0 | 0 | 0 | 0 | #DIV/0! | #DIV/0! | 0
0 | 0 | - | 0 | 0 | 0 | 0 | #DIV/0! | #DIV/0! | 0
0 | 0 | - | 0 | 0 | 0 | 0 | #DIV/0! | #DIV/0! | 0
0 | 0 | - | 0 | 0 | 0 | 0 | #DIV/0! | #DIV/0! | 0
0 | 0 | - | 0 | 0 | 0 | 0 | #DIV/0! | #DIV/0! | 0
0 | 0 | - | 0 | 0 | 0 | 0 | #DIV/0! | #DIV/0! | 0
0 | 0 | - | 0 | 0 | 0 | 0 | #DIV/0! | #DIV/0! | 0
0 | 0 | - | 0 | 0 | 0 | 0 | #DIV/0! | #DIV/0! | 0
0 | 0 | - | 0 | 0 | 0 | 0 | #DIV/0! | #DIV/0! | 0
0 | 0 | - | 0 | 0 | 0 | 0 | #DIV/0! | #DIV/0! | 0
0 | 0 | - | 0 | 0 | 0 | 0 | #DIV/0! | #DIV/0! | 0
0 | 0 | - | 0 | 0 | 0 | 0 | #DIV/0! | #DIV/0! | 0
0 | 0 | - | 0 | 0 | 0 | 0 | #DIV/0! | #DIV/0! | 0
0 | 0 | - | 0 | 0 | 0 | 0 | #DIV/0! | #DIV/0! | 0
0 | 0 | - | 0 | 0 | 0 | 0 | #DIV/0! | #DIV/0! | 0
0 | 0 | - | 0 | 0 | 0 | 0 | #DIV/0! | #DIV/0! | 0
0 | 0 | - | 0 | 0 | 0 | 0 | #DIV/0! | #DIV/0! | 0
0 | 0 | - | 0 | 0 | 0 | 0 | #DIV/0! | #DIV/0! | 0
0 | 0 | - | 0 | 0 | 0 | 0 | #DIV/0! | #DIV/0! | 0
0 | 0 | - | 0 | 0 | 0 | 0 | #DIV/0! | #DIV/0! | 0
0 | 0 | - | 0 | 0 | 0 | 0 | #DIV/0! | #DIV/0! | 0
0 | 0 | - | 0 | 0 | 0 | 0 | #DIV/0! | #DIV/0! | 0
0 | 0 | - | 0 | 0 | 0 | 0 | #DIV/0! | #DIV/0! | 0
0 | 0 | - | 0 | 0 | 0 | 0 | #DIV/0! | #DIV/0! | 0
0 | 0 | - | 0 | 0 | 0 | 0 | #DIV/0! | #DIV/0! | 0
0 | 0 | - | 0 | 0 | 0 | 0 | #DIV/0! | #DIV/0! | 0
0 | 0 | - | 0 | 0 | 0 | 0 | #DIV/0! | #DIV/0! | 0
0 | 0 | - | 0 | 0 | 0 | 0 | #DIV/0! | #DIV/0! | 0
0 | 0 | - | 0 | 0 | 0 | 0 | #DIV/0! | #DIV/0! | 0
0 | 0 | - | 0 | 0 | 0 | 0 | #DIV/0! | #DIV/0! | 0
0 | 0 | - | 0 | 0 | 0 | 0 | #DIV/0! | #DIV/0! | 0
0 | 0 | - | 0 | 0 | 0 | 0 | #DIV/0! | #DIV/0! | 0
0 | 0 | - | 0 | 0 | 0 | 0 | #DIV/0! | #DIV/0! | 0
0 | 0 | - | 0 | 0 | 0 | 0 | #DIV/0! | #DIV/0! | 0
0 | 0 | - | 0 | 0 | 0 | 0 | #DIV/0! | #DIV/0! | 0
0 | 0 | - | 0 | 0 | 0 | 0 | #DIV/0! | #DIV/0! | 0
0 | 0 | - | 0 | 0 | 0 | 0 | #DIV/0! | #DIV/0! | 0
0 | 0 | - | 0 | 0 | 0 | 0 | #DIV/0! | #DIV/0! | 0
0 | 0 | - | 0 | 0 | 0 | 0 | #DIV/0! | #DIV/0! | 0
0 | 0 | - | 0 | 0 | 0 | 0 | #DIV/0! | #DIV/0! | 0
0 | 0 | - | 0 | 0 | 0 | 0 | #DIV/0! | #DIV/0! | 0
0 | 0 | - | 0 | 0 | 0 | 0 | #DIV/0! | #DIV/0! | 0
0 | 0 | - | 0 | 0 | 0 | 0 | #DIV/0! | #DIV/0! | 0
0 | 0 | - | 0 | 0 | 0 | 0 | #DIV/0! | #DIV/0! | 0
0 | 0 | - | 0 | 0 | 0 | 0 | #DIV/0! | #DIV/0! | 0
0 | 0 | - | 0 | 0 | 0 | 0 | #DIV/0! | #DIV/0! | 0
0 | 0 | - | 0 | 0 | 0 | 0 | #DIV/0! | #DIV/0! | 0
0 | 0 | - | 0 | 0 | 0 | 0 | #DIV/0! | #DIV/0! | 0
0 | 0 | - | 0 | 0 | 0 | 0 | #DIV/0! | #DIV/0! | 0
0 | 0 | - | 0 | 0 | 0 | 0 | #DIV/0! | #DIV/0! | 0
0 | 0 | - | 0 | 0 | 0 | 0 | #DIV/0! | #DIV/0! | 0
0 | 0 | - | 0 | 0 | 0 | 0 | #DIV/0! | #DIV/0! | 0
0 | 0 | - | 0 | 0 | 0 | 0 | #DIV/0! | #DIV/0! | 0
0 | 0 | - | 0 | 0 | 0 | 0 | #DIV/0! | #DIV/0! | 0
0 | 0 | - | 0 | 0 | 0 | 0 | #DIV/0! | #DIV/0! | 0
0 | 0 | - | 0 | 0 | 0 | 0 | #DIV/0! | #DIV/0! | 0
0 | 0 | - | 0 | 0 | 0 | 0 | #DIV/0! | #DIV/0! | 0
0 | 0 | - | 0 | 0 | 0 | 0 | #DIV/0! | #DIV/0! | 0
0 | 0 | - | 0 | 0 | 0 | 0 | #DIV/0! | #DIV/0! | 0
0 | 0 | - | 0 | 0 | 0 | 0 | #DIV/0! | #DIV/0! | 0
0 | 0 | - | 0 | 0 | 0 | 0 | #DIV/0! | #DIV/0! | 0
0 | 0 | - | 0 | 0 | 0 | 0 | #DIV/0! | #DIV/0! | 0
0 | 0 | - | 0 | 0 | 0 | 0 | #DIV/0! | #DIV/0! | 0
0 | 0 | - | 0 | 0 | 0 | 0 | #DIV/0! | #DIV/0! | 0
0 | 0 | - | 0 | 0 | 0 | 0 | #DIV/0! | #DIV/0! | 0
0 | 0 | - | 0 | 0 | 0 | 0 | #DIV/0! | #DIV/0! | 0
0 | 0 | - | 0 | 0 | 0 | 0 | #DIV/0! | #DIV/0! | 0
0 | 0 | - | 0 | 0 | 0 | 0 | #DIV/0! | #DIV/0! | 0
0 | 0 | - | 0 | 0 | 0 | 0 | #DIV/0! | #DIV/0! | 0
0 | 0 | - | 0 | 0 | 0 | 0 | #DIV/0! | #DIV/0! | 0
0 | 0 | - | 0 | 0 | 0 | 0 | #DIV/0! | #DIV/0! | 0
0 | 0 | - | 0 | 0 | 0 | 0 | #DIV/0! | #DIV/0! | 0
0 | 0 | - | 0 | 0 | 0 | 0 | #DIV/0! | #DIV/0! | 0
0 | 0 | - | 0 | 0 | 0 | 0 | #DIV/0! | #DIV/0! | 0
0 | 0 | - | 0 | 0 | 0 | 0 | #DIV/0! | #DIV/0! | 0
0 | 0 | - | 0 | 0 | 0 | 0 | #DIV/0! | #DIV/0! | 0
0 | 0 | - | 0 | 0 | 0 | 0 | #DIV/0! | #DIV/0! | 0
0 | 0 | - | 0 | 0 | 0 | 0 | #DIV/0! | #DIV/0! | 0
0 | 0 | - | 0 | 0 | 0 | 0 | #DIV/0! | #DIV/0! | 0
0 | 0 | - | 0 | 0 | 0 | 0 | #DIV/0! | #DIV/0! | 0
0 | 0 | - | 0 | 0 | 0 | 0 | #DIV/0! | #DIV/0! | 0
0 | 0 | - | 0 | 0 | 0 | 0 | #DIV/0! | #DIV/0! | 0
0 | 0 | - | 0 | 0 | 0 | 0 | #DIV/0! | #DIV/0! | 0
0 | 0 | - | 0 | 0 | 0 | 0 | #DIV/0! | #DIV/0! | 0
0 | 0 | - | 0 | 0 | 0 | 0 | #DIV/0! | #DIV/0! | 0
0 | 0 | - | 0 | 0 | 0 | 0 | #DIV/0! | #DIV/0! | 0
0 | 0 | - | 0 | 0 | 0 | 0 | #DIV/0! | #DIV/0! | 0
0 | 0 | - | 0 | 0 | 0 | 0 | #DIV/0! | #DIV/0! | 0
0 | 0 | - | 0 | 0 | 0 | 0 | #DIV/0! | #DIV/0! | 0
0 | 0 | - | 0 | 0 | 0 | 0 | #DIV/0! | #DIV/0! | 0
0 | 0 | - | 0 | 0 | 0 | 0 | #DIV/0! | #DIV/0! | 0
0 | 0 | - | 0 | 0 | 0 | 0 | #DIV/0! | #DIV/0! | 0
0 | 0 | - | 0 | 0 | 0 | 0 | #DIV/0! | #DIV/0! | 0
0 | 0 | - | 0 | 0 | 0 | 0 | #DIV/0! | #DIV/0! | 0
0 | 0 | - | 0 | 0 | 0 | 0 | #DIV/0! | #DIV/0! | 0
0 | 0 | - | 0 | 0 | 0 | 0 | #DIV/0! | #DIV/0! | 0
0 | 0 | - | 0 | 0 | 0 | 0 | #DIV/0! | #DIV/0! | 0
0 | 0 | - | 0 | 0 | 0 | 0 | #DIV/0! | #DIV/0! | 0
0 | 0 | - | 0 | 0 | 0 | 0 | #DIV/0! | #DIV/0! | 0
0 | 0 | - | 0 | 0 | 0 | 0 | #DIV/0! | #DIV/0! | 0
0 | 0 | - | 0 | 0 | 0 | 0 | #DIV/0! | #DIV/0! | 0
0 | 0 | - | 0 | 0 | 0 | 0 | #DIV/0! | #DIV/0! | 0
0 | 0 | - | 0 | 0 | 0 | 0 | #DIV/0! | #DIV/0! | 0
0 | 0 | - | 0 | 0 | 0 | 0 | #DIV/0! | #DIV/0! | 0
0 | 0 | - | 0 | 0 | 0 | 0 | #DIV/0! | #DIV/0! | 0
0 | 0 | - | 0 | 0 | 0 | 0 | #DIV/0! | #DIV/0! | 0
0 | 0 | - | 0 | 0 | 0 | 0 | #DIV/0! | #DIV/0! | 0
0 | 0 | - | 0 | 0 | 0 | 0 | #DIV/0! | #DIV/0! | 0
0 | 0 | - | 0 | 0 | 0 | 0 | #DIV/0! | #DIV/0! | 0
0 | 0 | - | 0 | 0 | 0 | 0 | #DIV/0! | #DIV/0! | 0
0 | 0 | - | 0 | 0 | 0 | 0 | #DIV/0! | #DIV/0! | 0
0 | 0 | - | 0 | 0 | 0 | 0 | #DIV/0! | #DIV/0! | 0
0 | 0 | - | 0 | 0 | 0 | 0 | #DIV/0! | #DIV/0! | 0
0 | 0 | - | 0 | 0 | 0 | 0 | #DIV/0! | #DIV/0! | 0
0 | 0 | - | 0 | 0 | 0 | 0 | #DIV/0! | #DIV/0! | 0
0 | 0 | - | 0 | 0 | 0 | 0 | #DIV/0! | #DIV/0! | 0
0 | 0 | - | 0 | 0 | 0 | 0 | #DIV/0! | #DIV/0! | 0
0 | 0 | - | 0 | 0 | 0 | 0 | #DIV/0! | #DIV/0! | 0
0 | 0 | - | 0 | 0 | 0 | 0 | #DIV/0! | #DIV/0! | 0
0 | 0 | - | 0 | 0 | 0 | 0 | #DIV/0! | #DIV/0! | 0
0 | 0 | - | 0 | 0 | 0 | 0 | #DIV/0! | #DIV/0! | 0
0 | 0 | - | 0 | 0 | 0 | 0 | #DIV/0! | #DIV/0! | 0
0 | 0 | - | 0 | 0 | 0 | 0 | #DIV/0! | #DIV/0! | 0
0 | 0 | - | 0 | 0 | 0 | 0 | #DIV/0! | #DIV/0! | 0
0 | 0 | - | 0 | 0 | 0 | 0 | #DIV/0! | #DIV/0! | 0
0 | 0 | - | 0 | 0 | 0 | 0 | #DIV/0! | #DIV/0! | 0
0 | 0 | - | 0 | 0 | 0 | 0 | #DIV/0! | #DIV/0! | 0
0 | 0 | - | 0 | 0 | 0 | 0 | #DIV/0! | #DIV/0! | 0
0 | 0 | - | 0 | 0 | 0 | 0 | #DIV/0! | #DIV/0! | 0
0 | 0 | - | 0 | 0 | 0 | 0 | #DIV/0! | #DIV/0! | 0
0 | 0 | - | 0 | 0 | 0 | 0 | #DIV/0! | #DIV/0! | 0
0 | 0 | - | 0 | 0 | 0 | 0 | #DIV/0! | #DIV/0! | 0
0 | 0 | - | 0 | 0 | 0 | 0 | #DIV/0! | #DIV/0! | 0
0 | 0 | - | 0 | 0 | 0 | 0 | #DIV/0! | #DIV/0! | 0
0 | 0 | - | 0 | 0 | 0 | 0 | #DIV/0! | #DIV/0! | 0
0 | 0 | - | 0 | 0 | 0 | 0 | #DIV/0! | #DIV/0! | 0
0 | 0 | - | 0 | 0 | 0 | 0 | #DIV/0! | #DIV/0! | 0
0 | 0 | - | 0 | 0 | 0 | 0 | #DIV/0! | #DIV/0! | 0
0 | 0 | - | 0 | 0 | 0 | 0 | #DIV/0! | #DIV/0! | 0
0 | 0 | - | 0 | 0 | 0 | 0 | #DIV/0! | #DIV/0! | 0
0 | 0 | - | 0 | 0 | 0 | 0 | #DIV/0! | #DIV/0! | 0
0 | 0 | - | 0 | 0 | 0 | 0 | #DIV/0! | #DIV/0! | 0
0 | 0 | - | 0 | 0 | 0 | 0 | #DIV/0! | #DIV/0! | 0
0 | 0 | - | 0 | 0 | 0 | 0 | #DIV/0! | #DIV/0! | 0
0 | 0 | - | 0 | 0 | 0 | 0 | #DIV/0! | #DIV/0! | 0
0 | 0 | - | 0 | 0 | 0 | 0 | #DIV/0! | #DIV/0! | 0
0 | 0 | - | 0 | 0 | 0 | 0 | #DIV/0! | #DIV/0! | 0
0 | 0 | - | 0 | 0 | 0 | 0 | #DIV/0! | #DIV/0! | 0
0 | 0 | - | 0 | 0 | 0 | 0 | #DIV/0! | #DIV/0! | 0
0 | 0 | - | 0 | 0 | 0 | 0 | #DIV/0! | #DIV/0! | 0
0 | 0 | - | 0 | 0 | 0 | 0 | #DIV/0! | #DIV/0! | 0
0 | 0 | - | 0 | 0 | 0 | 0 | #DIV/0! | #DIV/0! | 0
0 | 0 | - | 0 | 0 | 0 | 0 | #DIV/0! | #DIV/0! | 0
0 | 0 | - | 0 | 0 | 0 | 0 | #DIV/0! | #DIV/0! | 0
0 | 0 | - | 0 | 0 | 0 | 0 | #DIV/0! | #DIV/0! | 0
0 | 0 | - | 0 | 0 | 0 | 0 | #DIV/0! | #DIV/0! | 0
0 | 0 | - | 0 | 0 | 0 | 0 | #DIV/0! | #DIV/0! | 0
0 | 0 | - | 0 | 0 | 0 | 0 | #DIV/0! | #DIV/0! | 0
0 | 0 | - | 0 | 0 | 0 | 0 | #DIV/0! | #DIV/0! | 0
0 | 0 | - | 0 | 0 | 0 | 0 | #DIV/0! | #DIV/0! | 0
0 | 0 | - | 0 | 0 | 0 | 0 | #DIV/0! | #DIV/0! | 0
0 | 0 | - | 0 | 0 | 0 | 0 | #DIV/0! | #DIV/0! | 0
0 | 0 | - | 0 | 0 | 0 | 0 | #DIV/0! | #DIV/0! | 0
0 | 0 | - | 0 | 0 | 0 | 0 | #DIV/0! | #DIV/0! | 0
0 | 0 | - | 0 | 0 | 0 | 0 | #DIV/0! | #DIV/0! | 0
0 | 0 | - | 0 | 0 | 0 | 0 | #DIV/0! | #DIV/0! | 0
0 | 0 | - | 0 | 0 | 0 | 0 | #DIV/0! | #DIV/0! | 0
0 | 0 | - | 0 | 0 | 0 | 0 | #DIV/0! | #DIV/0! | 0
0 | 0 | - | 0 | 0 | 0 | 0 | #DIV/0! | #DIV/0! | 0
0 | 0 | - | 0 | 0 | 0 | 0 | #DIV/0! | #DIV/0! | 0
0 | 0 | - | 0 | 0 | 0 | 0 | #DIV/0! | #DIV/0! | 0
0 | 0 | - | 0 | 0 | 0 | 0 | #DIV/0! | #DIV/0! | 0
0 | 0 | - | 0 | 0 | 0 | 0 | #DIV/0! | #DIV/0! | 0
0 | 0 | - | 0 | 0 | 0 | 0 | #DIV/0! | #DIV/0! | 0
0 | 0 | - | 0 | 0 | 0 | 0 | #DIV/0! | #DIV/0! | 0
0 | 0 | - | 0 | 0 | 0 | 0 | #DIV/0! | #DIV/0! | 0
0 | 0 | - | 0 | 0 | 0 | 0 | #DIV/0! | #DIV/0! | 0
0 | 0 | - | 0 | 0 | 0 | 0 | #DIV/0! | #DIV/0! | 0
0 | 0 | - | 0 | 0 | 0 | 0 | #DIV/0! | #DIV/0! | 0
0 | 0 | - | 0 | 0 | 0 | 0 | #DIV/0! | #DIV/0! | 0
0 | 0 | - | 0 | 0 | 0 | 0 | #DIV/0! | #DIV/0! | 0
0 | 0 | - | 0 | 0 | 0 | 0 | #DIV/0! | #DIV/0! | 0
0 | 0 | - | 0 | 0 | 0 | 0 | #DIV/0! | #DIV/0! | 0
0 | 0 | - | 0 | 0 | 0 | 0 | #DIV/0! | #DIV/0! | 0
0 | 0 | - | 0 | 0 | 0 | 0 | #DIV/0! | #DIV/0! | 0
0 | 0 | - | 0 | 0 | 0 | 0 | #DIV/0! | #DIV/0! | 0
0 | 0 | - | 0 | 0 | 0 | 0 | #DIV/0! | #DIV/0! | 0
0 | 0 | - | 0 | 0 | 0 | 0 | #DIV/0! | #DIV/0! | 0
0 | 0 | - | 0 | 0 | 0 | 0 | #DIV/0! | #DIV/0! | 0
0 | 0 | - | 0 | 0 | 0 | 0 | #DIV/0! | #DIV/0! | 0
0 | 0 | - | 0 | 0 | 0 | 0 | #DIV/0! | #DIV/0! | 0
0 | 0 | - | 0 | 0 | 0 | 0 | #DIV/0! | #DIV/0! | 0
0 | 0 | - | 0 | 0 | 0 | 0 | #DIV/0! | #DIV/0! | 0
0 | 0 | - | 0 | 0 | 0 | 0 | #DIV/0! | #DIV/0! | 0
0 | 0 | - | 0 | 0 | 0 | 0 | #DIV/0! | #DIV/0! | 0
0 | 0 | - | 0 | 0 | 0 | 0 | #DIV/0! | #DIV/0! | 0
0 | 0 | - | 0 | 0 | 0 | 0 | #DIV/0! | #DIV/0! | 0
0 | 0 | - | 0 | 0 | 0 | 0 | #DIV/0! | #DIV/0! | 0
0 | 0 | - | 0 | 0 | 0 | 0 | #DIV/0! | #DIV/0! | 0
0 | 0 | - | 0 | 0 | 0 | 0 | #DIV/0! | #DIV/0! | 0
0 | 0 | - | 0 | 0 | 0 | 0 | #DIV/0! | #DIV/0! | 0
0 | 0 | - | 0 | 0 | 0 | 0 | #DIV/0! | #DIV/0! | 0
0 | 0 | - | 0 | 0 | 0 | 0 | #DIV/0! | #DIV/0! | 0
0 | 0 | - | 0 | 0 | 0 | 0 | #DIV/0! | #DIV/0! | 0
0 | 0 | - | 0 | 0 | 0 | 0 | #DIV/0! | #DIV/0! | 0
0 | 0 | - | 0 | 0 | 0 | 0 | #DIV/0! | #DIV/0! | 0
0 | 0 | - | 0 | 0 | 0 | 0 | #DIV/0! | #DIV/0! | 0
0 | 0 | - | 0 | 0 | 0 | 0 | #DIV/0! | #DIV/0! | 0
0 | 0 | - | 0 | 0 | 0 | 0 | #DIV/0! | #DIV/0! | 0
0 | 0 | - | 0 | 0 | 0 | 0 | #DIV/0! | #DIV/0! | 0
0 | 0 | - | 0 | 0 | 0 | 0 | #DIV/0! | #DIV/0! | 0
0 | 0 | - | 0 | 0 | 0 | 0 | #DIV/0! | #DIV/0! | 0
0 | 0 | - | 0 | 0 | 0 | 0 | #DIV/0! | #DIV/0! | 0
0 | 0 | - | 0 | 0 | 0 | 0 | #DIV/0! | #DIV/0! | 0
0 | 0 | - | 0 | 0 | 0 | 0 | #DIV/0! | #DIV/0! | 0
0 | 0 | - | 0 | 0 | 0 | 0 | #DIV/0! | #DIV/0! | 0
0 | 0 | - | 0 | 0 | 0 | 0 | #DIV/0! | #DIV/0! | 0
0 | 0 | - | 0 | 0 | 0 | 0 | #DIV/0! | #DIV/0! | 0
0 | 0 | - | 0 | 0 | 0 | 0 | #DIV/0! | #DIV/0! | 0
0 | 0 | - | 0 | 0 | 0 | 0 | #DIV/0! | #DIV/0! | 0
0 | 0 | - | 0 | 0 | 0 | 0 | #DIV/0! | #DIV/0! | 0
0 | 0 | - | 0 | 0 | 0 | 0 | #DIV/0! | #DIV/0! | 0
0 | 0 | - | 0 | 0 | 0 | 0 | #DIV/0! | #DIV/0! | 0
0 | 0 | - | 0 | 0 | 0 | 0 | #DIV/0! | #DIV/0! | 0
0 | 0 | - | 0 | 0 | 0 | 0 | #DIV/0! | #DIV/0! | 0
0 | 0 | - | 0 | 0 | 0 | 0 | #DIV/0! | #DIV/0! | 0
0 | 0 | - | 0 | 0 | 0 | 0 | #DIV/0! | #DIV/0! | 0
0 | 0 | - | 0 | 0 | 0 | 0 | #DIV/0! | #DIV/0! | 0
0 | 0 | - | 0 | 0 | 0 | 0 | #DIV/0! | #DIV/0! | 0
0 | 0 | - | 0 | 0 | 0 | 0 | #DIV/0! | #DIV/0! | 0
0 | 0 | - | 0 | 0 | 0 | 0 | #DIV/0! | #DIV/0! | 0
0 | 0 | - | 0 | 0 | 0 | 0 | #DIV/0! | #DIV/0! | 0
0 | 0 | - | 0 | 0 | 0 | 0 | #DIV/0! | #DIV/0! | 0
0 | 0 | - | 0 | 0 | 0 | 0 | #DIV/0! | #DIV/0! | 0
0 | 0 | - | 0 | 0 | 0 | 0 | #DIV/0! | #DIV/0! | 0
0 | 0 | - | 0 | 0 | 0 | 0 | #DIV/0! | #DIV/0! | 0
0 | 0 | - | 0 | 0 | 0 | 0 | #DIV/0! | #DIV/0! | 0
0 | 0 | - | 0 | 0 | 0 | 0 | #DIV/0! | #DIV/0! | 0
0 | 0 | - | 0 | 0 | 0 | 0 | #DIV/0! | #DIV/0! | 0
0 | 0 | - | 0 | 0 | 0 | 0 | #DIV/0! | #DIV/0! | 0
0 | 0 | - | 0 | 0 | 0 | 0 | #DIV/0! | #DIV/0! | 0
0 | 0 | - | 0 | 0 | 0 | 0 | #DIV/0! | #DIV/0! | 0
0 | 0 | - | 0 | 0 | 0 | 0 | #DIV/0! | #DIV/0! | 0
0 | 0 | - | 0 | 0 | 0 | 0 | #DIV/0! | #DIV/0! | 0
0 | 0 | - | 0 | 0 | 0 | 0 | #DIV/0! | #DIV/0! | 0
0 | 0 | - | 0 | 0 | 0 | 0 | #DIV/0! | #DIV/0! | 0
0 | 0 | - | 0 | 0 | 0 | 0 | #DIV/0! | #DIV/0! | 0
0 | 0 | - | 0 | 0 | 0 | 0 | #DIV/0! | #DIV/0! | 0
0 | 0 | - | 0 | 0 | 0 | 0 | #DIV/0! | #DIV/0! | 0
0 | 0 | - | 0 | 0 | 0 | 0 | #DIV/0! | #DIV/0! | 0
0 | 0 | - | 0 | 0 | 0 | 0 | #DIV/0! | #DIV/0! | 0
0 | 0 | - | 0 | 0 | 0 | 0 | #DIV/0! | #DIV/0! | 0
0 | 0 | - | 0 | 0 | 0 | 0 | #DIV/0! | #DIV/0! | 0
0 | 0 | - | 0 | 0 | 0 | 0 | #DIV/0! | #DIV/0! | 0
0 | 0 | - | 0 | 0 | 0 | 0 | #DIV/0! | #DIV/0! | 0
0 | 0 | - | 0 | 0 | 0 | 0 | #DIV/0! | #DIV/0! | 0
0 | 0 | - | 0 | 0 | 0 | 0 | #DIV/0! | #DIV/0! | 0
0 | 0 | - | 0 | 0 | 0 | 0 | #DIV/0! | #DIV/0! | 0
0 | 0 | - | 0 | 0 | 0 | 0 | #DIV/0! | #DIV/0! | 0
0 | 0 | - | 0 | 0 | 0 | 0 | #DIV/0! | #DIV/0! | 0
0 | 0 | - | 0 | 0 | 0 | 0 | #DIV/0! | #DIV/0! | 0
0 | 0 | - | 0 | 0 | 0 | 0 | #DIV/0! | #DIV/0! | 0
0 | 0 | - | 0 | 0 | 0 | 0 | #DIV/0! | #DIV/0! | 0
0 | 0 | - | 0 | 0 | 0 | 0 | #DIV/0! | #DIV/0! | 0
0 | 0 | - | 0 | 0 | 0 | 0 | #DIV/0! | #DIV/0! | 0
0 | 0 | - | 0 | 0 | 0 | 0 | #DIV/0! | #DIV/0! | 0
0 | 0 | - | 0 | 0 | 0 | 0 | #DIV/0! | #DIV/0! | 0
0 | 0 | - | 0 | 0 | 0 | 0 | #DIV/0! | #DIV/0! | 0
0 | 0 | - | 0 | 0 | 0 | 0 | #DIV/0! | #DIV/0! | 0
0 | 0 | - | 0 | 0 | 0 | 0 | #DIV/0! | #DIV/0! | 0
0 | 0 | - | 0 | 0 | 0 | 0 | #DIV/0! | #DIV/0! | 0
0 | 0 | - | 0 | 0 | 0 | 0 | #DIV/0! | #DIV/0! | 0
0 | 0 | - | 0 | 0 | 0 | 0 | #DIV/0! | #DIV/0! | 0
0 | 0 | - | 0 | 0 | 0 | 0 | #DIV/0! | #DIV/0! | 0
0 | 0 | - | 0 | 0 | 0 | 0 | #DIV/0! | #DIV/0! | 0
0 | 0 | - | 0 | 0 | 0 | 0 | #DIV/0! | #DIV/0! | 0
0 | 0 | - | 0 | 0 | 0 | 0 | #DIV/0! | #DIV/0! | 0
0 | 0 | - | 0 | 0 | 0 | 0 | #DIV/0! | #DIV/0! | 0
0 | 0 | - | 0 | 0 | 0 | 0 | #DIV/0! | #DIV/0! | 0
0 | 0 | - | 0 | 0 | 0 | 0 | #DIV/0! | #DIV/0! | 0
0 | 0 | - | 0 | 0 | 0 | 0 | #DIV/0! | #DIV/0! | 0
0 | 0 | - | 0 | 0 | 0 | 0 | #DIV/0! | #DIV/0! | 0
0 | 0 | - | 0 | 0 | 0 | 0 | #DIV/0! | #DIV/0! | 0
0 | 0 | - | 0 | 0 | 0 | 0 | #DIV/0! | #DIV/0! | 0
0 | 0 | - | 0 | 0 | 0 | 0 | #DIV/0! | #DIV/0! | 0
0 | 0 | - | 0 | 0 | 0 | 0 | #DIV/0! | #DIV/0! | 0
0 | 0 | - | 0 | 0 | 0 | 0 | #DIV/0! | #DIV/0! | 0
0 | 0 | - | 0 | 0 | 0 | 0 | #DIV/0! | #DIV/0! | 0
0 | 0 | - | 0 | 0 | 0 | 0 | #DIV/0! | #DIV/0! | 0
0 | 0 | - | 0 | 0 | 0 | 0 | #DIV/0! | #DIV/0! | 0
0 | 0 | - | 0 | 0 | 0 | 0 | #DIV/0! | #DIV/0! | 0
0 | 0 | - | 0 | 0 | 0 | 0 | #DIV/0! | #DIV/0! | 0
0 | 0 | - | 0 | 0 | 0 | 0 | #DIV/0! | #DIV/0! | 0
0 | 0 | - | 0 | 0 | 0 | 0 | #DIV/0! | #DIV/0! | 0
0 | 0 | - | 0 | 0 | 0 | 0 | #DIV/0! | #DIV/0! | 0
0 | 0 | - | 0 | 0 | 0 | 0 | #DIV/0! | #DIV/0! | 0
0 | 0 | - | 0 | 0 | 0 | 0 | #DIV/0! | #DIV/0! | 0
0 | 0 | - | 0 | 0 | 0 | 0 | #DIV/0! | #DIV/0! | 0
0 | 0 | - | 0 | 0 | 0 | 0 | #DIV/0! | #DIV/0! | 0
0 | 0 | - | 0 | 0 | 0 | 0 | #DIV/0! | #DIV/0! | 0
0 | 0 | - | 0 | 0 | 0 | 0 | #DIV/0! | #DIV/0! | 0
0 | 0 | - | 0 | 0 | 0 | 0 | #DIV/0! | #DIV/0! | 0
0 | 0 | - | 0 | 0 | 0 | 0 | #DIV/0! | #DIV/0! | 0
0 | 0 | - | 0 | 0 | 0 | 0 | #DIV/0! | #DIV/0! | 0
0 | 0 | - | 0 | 0 | 0 | 0 | #DIV/0! | #DIV/0! | 0
0 | 0 | - | 0 | 0 | 0 | 0 | #DIV/0! | #DIV/0! | 0
0 | 0 | - | 0 | 0 | 0 | 0 | #DIV/0! | #DIV/0! | 0
0 | 0 | - | 0 | 0 | 0 | 0 | #DIV/0! | #DIV/0! | 0
0 | 0 | - | 0 | 0 | 0 | 0 | #DIV/0! | #DIV/0! | 0
0 | 0 | - | 0 | 0 | 0 | 0 | #DIV/0! | #DIV/0! | 0
0 | 0 | - | 0 | 0 | 0 | 0 | #DIV/0! | #DIV/0! | 0
0 | 0 | - | 0 | 0 | 0 | 0 | #DIV/0! | #DIV/0! | 0
0 | 0 | - | 0 | 0 | 0 | 0 | #DIV/0! | #DIV/0! | 0
0 | 0 | - | 0 | 0 | 0 | 0 | #DIV/0! | #DIV/0! | 0
0 | 0 | - | 0 | 0 | 0 | 0 | #DIV/0! | #DIV/0! | 0
0 | 0 | - | 0 | 0 | 0 | 0 | #DIV/0! | #DIV/0! | 0
0 | 0 | - | 0 | 0 | 0 | 0 | #DIV/0! | #DIV/0! | 0
0 | 0 | - | 0 | 0 | 0 | 0 | #DIV/0! | #DIV/0! | 0
0 | 0 | - | 0 | 0 | 0 | 0 | #DIV/0! | #DIV/0! | 0
0 | 0 | - | 0 | 0 | 0 | 0 | #DIV/0! | #DIV/0! | 0
0 | 0 | - | 0 | 0 | 0 | 0 | #DIV/0! | #DIV/0! | 0
0 | 0 | - | 0 | 0 | 0 | 0 | #DIV/0! | #DIV/0! | 0
0 | 0 | - | 0 | 0 | 0 | 0 | #DIV/0! | #DIV/0! | 0
0 | 0 | - | 0 | 0 | 0 | 0 | #DIV/0! | #DIV/0! | 0
0 | 0 | - | 0 | 0 | 0 | 0 | #DIV/0! | #DIV/0! | 0
0 | 0 | - | 0 | 0 | 0 | 0 | #DIV/0! | #DIV/0! | 0
0 | 0 | - | 0 | 0 | 0 | 0 | #DIV/0! | #DIV/0! | 0
0 | 0 | - | 0 | 0 | 0 | 0 | #DIV/0! | #DIV/0! | 0
0 | 0 | - | 0 | 0 | 0 | 0 | #DIV/0! | #DIV/0! | 0
0 | 0 | - | 0 | 0 | 0 | 0 | #DIV/0! | #DIV/0! | 0
0 | 0 | - | 0 | 0 | 0 | 0 | #DIV/0! | #DIV/0! | 0
0 | 0 | - | 0 | 0 | 0 | 0 | #DIV/0! | #DIV/0! | 0
0 | 0 | - | 0 | 0 | 0 | 0 | #DIV/0! | #DIV/0! | 0
0 | 0 | - | 0 | 0 | 0 | 0 | #DIV/0! | #DIV/0! | 0
0 | 0 | - | 0 | 0 | 0 | 0 | #DIV/0! | #DIV/0! | 0
0 | 0 | - | 0 | 0 | 0 | 0 | #DIV/0! | #DIV/0! | 0
0 | 0 | - | 0 | 0 | 0 | 0 | #DIV/0! | #DIV/0! | 0
0 | 0 | - | 0 | 0 | 0 | 0 | #DIV/0! | #DIV/0! | 0
0 | 0 | - | 0 | 0 | 0 | 0 | #DIV/0! | #DIV/0! | 0
0 | 0 | - | 0 | 0 | 0 | 0 | #DIV/0! | #DIV/0! | 0
0 | 0 | - | 0 | 0 | 0 | 0 | #DIV/0! | #DIV/0! | 0
0 | 0 | - | 0 | 0 | 0 | 0 | #DIV/0! | #DIV/0! | 0
0 | 0 | - | 0 | 0 | 0 | 0 | #DIV/0! | #DIV/0! | 0
0 | 0 | - | 0 | 0 | 0 | 0 | #DIV/0! | #DIV/0! | 0
0 | 0 | - | 0 | 0 | 0 | 0 | #DIV/0! | #DIV/0! | 0
0 | 0 | - | 0 | 0 | 0 | 0 | #DIV/0! | #DIV/0! | 0
0 | 0 | - | 0 | 0 | 0 | 0 | #DIV/0! | #DIV/0! | 0
0 | 0 | - | 0 | 0 | 0 | 0 | #DIV/0! | #DIV/0! | 0
0 | 0 | - | 0 | 0 | 0 | 0 | #DIV/0! | #DIV/0! | 0
0 | 0 | - | 0 | 0 | 0 | 0 | #DIV/0! | #DIV/0! | 0
0 | 0 | - | 0 | 0 | 0 | 0 | #DIV/0! | #DIV/0! | 0
0 | 0 | - | 0 | 0 | 0 | 0 | #DIV/0! | #DIV/0! | 0
0 | 0 | - | 0 | 0 | 0 | 0 | #DIV/0! | #DIV/0! | 0
0 | 0 | - | 0 | 0 | 0 | 0 | #DIV/0! | #DIV/0! | 0
0 | 0 | - | 0 | 0 | 0 | 0 | #DIV/0! | #DIV/0! | 0
0 | 0 | - | 0 | 0 | 0 | 0 | #DIV/0! | #DIV/0! | 0
0 | 0 | - | 0 | 0 | 0 | 0 | #DIV/0! | #DIV/0! | 0
0 | 0 | - | 0 | 0 | 0 | 0 | #DIV/0! | #DIV/0! | 0
0 | 0 | - | 0 | 0 | 0 | 0 | #DIV/0! | #DIV/0! | 0
0 | 0 | - | 0 | 0 | 0 | 0 | #DIV/0! | #DIV/0! | 0
0 | 0 | - | 0 | 0 | 0 | 0 | #DIV/0! | #DIV/0! | 0
0 | 0 | - | 0 | 0 | 0 | 0 | #DIV/0! | #DIV/0! | 0
0 | 0 | - | 0 | 0 | 0 | 0 | #DIV/0! | #DIV/0! | 0
0 | 0 | - | 0 | 0 | 0 | 0 | #DIV/0! | #DIV/0! | 0
0 | 0 | - | 0 | 0 | 0 | 0 | #DIV/0! | #DIV/0! | 0
0 | 0 | - | 0 | 0 | 0 | 0 | #DIV/0! | #DIV/0! | 0
0 | 0 | - | 0 | 0 | 0 | 0 | #DIV/0! | #DIV/0! | 0
0 | 0 | - | 0 | 0 | 0 | 0 | #DIV/0! | #DIV/0! | 0
0 | 0 | - | 0 | 0 | 0 | 0 | #DIV/0! | #DIV/0! | 0
0 | 0 | - | 0 | 0 | 0 | 0 | #DIV/0! | #DIV/0! | 0
0 | 0 | - | 0 | 0 | 0 | 0 | #DIV/0! | #DIV/0! | 0
0 | 0 | - | 0 | 0 | 0 | 0 | #DIV/0! | #DIV/0! | 0
0 | 0 | - | 0 | 0 | 0 | 0 | #DIV/0! | #DIV/0! | 0
0 | 0 | - | 0 | 0 | 0 | 0 | #DIV/0! | #DIV/0! | 0
0 | 0 | - | 0 | 0 | 0 | 0 | #DIV/0! | #DIV/0! | 0
0 | 0 | - | 0 | 0 | 0 | 0 | #DIV/0! | #DIV/0! | 0
0 | 0 | - | 0 | 0 | 0 | 0 | #DIV/0! | #DIV/0! | 0
0 | 0 | - | 0 | 0 | 0 | 0 | #DIV/0! | #DIV/0! | 0
0 | 0 | - | 0 | 0 | 0 | 0 | #DIV/0! | #DIV/0! | 0
0 | 0 | - | 0 | 0 | 0 | 0 | #DIV/0! | #DIV/0! | 0
0 | 0 | - | 0 | 0 | 0 | 0 | #DIV/0! | #DIV/0! | 0
0 | 0 | - | 0 | 0 | 0 | 0 | #DIV/0! | #DIV/0! | 0
0 | 0 | - | 0 | 0 | 0 | 0 | #DIV/0! | #DIV/0! | 0
0 | 0 | - | 0 | 0 | 0 | 0 | #DIV/0! | #DIV/0! | 0
0 | 0 | - | 0 | 0 | 0 | 0 | #DIV/0! | #DIV/0! | 0
0 | 0 | - | 0 | 0 | 0 | 0 | #DIV/0! | #DIV/0! | 0
0 | 0 | - | 0 | 0 | 0 | 0 | #DIV/0! | #DIV/0! | 0
0 | 0 | - | 0 | 0 | 0 | 0 | #DIV/0! | #DIV/0! | 0
0 | 0 | - | 0 | 0 | 0 | 0 | #DIV/0! | #DIV/0! | 0
0 | 0 | - | 0 | 0 | 0 | 0 | #DIV/0! | #DIV/0! | 0
0 | 0 | - | 0 | 0 | 0 | 0 | #DIV/0! | #DIV/0! | 0
0 | 0 | - | 0 | 0 | 0 | 0 | #DIV/0! | #DIV/0! | 0
0 | 0 | - | 0 | 0 | 0 | 0 | #DIV/0! | #DIV/0! | 0
0 | 0 | - | 0 | 0 | 0 | 0 | #DIV/0! | #DIV/0! | 0
0 | 0 | - | 0 | 0 | 0 | 0 | #DIV/0! | #DIV/0! | 0
0 | 0 | - | 0 | 0 | 0 | 0 | #DIV/0! | #DIV/0! | 0
0 | 0 | - | 0 | 0 | 0 | 0 | #DIV/0! | #DIV/0! | 0
0 | 0 | - | 0 | 0 | 0 | 0 | #DIV/0! | #DIV/0! | 0
0 | 0 | - | 0 | 0 | 0 | 0 | #DIV/0! | #DIV/0! | 0
0 | 0 | - | 0 | 0 | 0 | 0 | #DIV/0! | #DIV/0! | 0
0 | 0 | - | 0 | 0 | 0 | 0 | #DIV/0! | #DIV/0! | 0
0 | 0 | - | 0 | 0 | 0 | 0 | #DIV/0! | #DIV/0! | 0
0 | 0 | - | 0 | 0 | 0 | 0 | #DIV/0! | #DIV/0! | 0
0 | 0 | - | 0 | 0 | 0 | 0 | #DIV/0! | #DIV/0! | 0
0 | 0 | - | 0 | 0 | 0 | 0 | #DIV/0! | #DIV/0! | 0
0 | 0 | - | 0 | 0 | 0 | 0 | #DIV/0! | #DIV/0! | 0
0 | 0 | - | 0 | 0 | 0 | 0 | #DIV/0! | #DIV/0! | 0
0 | 0 | - | 0 | 0 | 0 | 0 | #DIV/0! | #DIV/0! | 0
0 | 0 | - | 0 | 0 | 0 | 0 | #DIV/0! | #DIV/0! | 0
0 | 0 | - | 0 | 0 | 0 | 0 | #DIV/0! | #DIV/0! | 0
0 | 0 | - | 0 | 0 | 0 | 0 | #DIV/0! | #DIV/0! | 0
0 | 0 | - | 0 | 0 | 0 | 0 | #DIV/0! | #DIV/0! | 0
0 | 0 | - | 0 | 0 | 0 | 0 | #DIV/0! | #DIV/0! | 0
0 | 0 | - | 0 | 0 | 0 | 0 | #DIV/0! | #DIV/0! | 0
0 | 0 | - | 0 | 0 | 0 | 0 | #DIV/0! | #DIV/0! | 0
0 | 0 | - | 0 | 0 | 0 | 0 | #DIV/0! | #DIV/0! | 0
0 | 0 | - | 0 | 0 | 0 | 0 | #DIV/0! | #DIV/0! | 0
0 | 0 | - | 0 | 0 | 0 | 0 | #DIV/0! | #DIV/0! | 0
0 | 0 | - | 0 | 0 | 0 | 0 | #DIV/0! | #DIV/0! | 0
0 | 0 | - | 0 | 0 | 0 | 0 | #DIV/0! | #DIV/0! | 0
0 | 0 | - | 0 | 0 | 0 | 0 | #DIV/0! | #DIV/0! | 0
0 | 0 | - | 0 | 0 | 0 | 0 | #DIV/0! | #DIV/0! | 0
0 | 0 | - | 0 | 0 | 0 | 0 | #DIV/0! | #DIV/0! | 0
0 | 0 | - | 0 | 0 | 0 | 0 | #DIV/0! | #DIV/0! | 0
0 | 0 | - | 0 | 0 | 0 | 0 | #DIV/0! | #DIV/0! | 0
0 | 0 | - | 0 | 0 | 0 | 0 | #DIV/0! | #DIV/0! | 0
0 | 0 | - | 0 | 0 | 0 | 0 | #DIV/0! | #DIV/0! | 0
0 | 0 | - | 0 | 0 | 0 | 0 | #DIV/0! | #DIV/0! | 0
0 | 0 | - | 0 | 0 | 0 | 0 | #DIV/0! | #DIV/0! | 0
0 | 0 | - | 0 | 0 | 0 | 0 | #DIV/0! | #DIV/0! | 0
0 | 0 | - | 0 | 0 | 0 | 0 | #DIV/0! | #DIV/0! | 0
0 | 0 | - | 0 | 0 | 0 | 0 | #DIV/0! | #DIV/0! | 0
0 | 0 | - | 0 | 0 | 0 | 0 | #DIV/0! | #DIV/0! | 0
0 | 0 | - | 0 | 0 | 0 | 0 | #DIV/0! | #DIV/0! | 0
0 | 0 | - | 0 | 0 | 0 | 0 | #DIV/0! | #DIV/0! | 0
0 | 0 | - | 0 | 0 | 0 | 0 | #DIV/0! | #DIV/0! | 0
0 | 0 | - | 0 | 0 | 0 | 0 | #DIV/0! | #DIV/0! | 0
0 | 0 | - | 0 | 0 | 0 | 0 | #DIV/0! | #DIV/0! | 0
0 | 0 | - | 0 | 0 | 0 | 0 | #DIV/0! | #DIV/0! | 0
0 | 0 | - | 0 | 0 | 0 | 0 | #DIV/0! | #DIV/0! | 0
0 | 0 | - | 0 | 0 | 0 | 0 | #DIV/0! | #DIV/0! | 0
0 | 0 | - | 0 | 0 | 0 | 0 | #DIV/0! | #DIV/0! | 0
0 | 0 | - | 0 | 0 | 0 | 0 | #DIV/0! | #DIV/0! | 0
0 | 0 | - | 0 | 0 | 0 | 0 | #DIV/0! | #DIV/0! | 0
0 | 0 | - | 0 | 0 | 0 | 0 | #DIV/0! | #DIV/0! | 0
0 | 0 | - | 0 | 0 | 0 | 0 | #DIV/0! | #DIV/0! | 0
0 | 0 | - | 0 | 0 | 0 | 0 | #DIV/0! | #DIV/0! | 0
0 | 0 | - | 0 | 0 | 0 | 0 | #DIV/0! | #DIV/0! | 0
0 | 0 | - | 0 | 0 | 0 | 0 | #DIV/0! | #DIV/0! | 0
0 | 0 | - | 0 | 0 | 0 | 0 | #DIV/0! | #DIV/0! | 0
0 | 0 | - | 0 | 0 | 0 | 0 | #DIV/0! | #DIV/0! | 0
0 | 0 | - | 0 | 0 | 0 | 0 | #DIV/0! | #DIV/0! | 0
0 | 0 | - | 0 | 0 | 0 | 0 | #DIV/0! | #DIV/0! | 0
0 | 0 | - | 0 | 0 | 0 | 0 | #DIV/0! | #DIV/0! | 0
0 | 0 | - | 0 | 0 | 0 | 0 | #DIV/0! | #DIV/0! | 0
0 | 0 | - | 0 | 0 | 0 | 0 | #DIV/0! | #DIV/0! | 0
0 | 0 | - | 0 | 0 | 0 | 0 | #DIV/0! | #DIV/0! | 0
0 | 0 | - | 0 | 0 | 0 | 0 | #DIV/0! | #DIV/0! | 0
0 | 0 | - | 0 | 0 | 0 | 0 | #DIV/0! | #DIV/0! | 0
0 | 0 | - | 0 | 0 | 0 | 0 | #DIV/0! | #DIV/0! | 0
0 | 0 | - | 0 | 0 | 0 | 0 | #DIV/0! | #DIV/0! | 0
0 | 0 | - | 0 | 0 | 0 | 0 | #DIV/0! | #DIV/0! | 0
0 | 0 | - | 0 | 0 | 0 | 0 | #DIV/0! | #DIV/0! | 0
0 | 0 | - | 0 | 0 | 0 | 0 | #DIV/0! | #DIV/0! | 0
0 | 0 | - | 0 | 0 | 0 | 0 | #DIV/0! | #DIV/0! | 0
0 | 0 | - | 0 | 0 | 0 | 0 | #DIV/0! | #DIV/0! | 0
0 | 0 | - | 0 | 0 | 0 | 0 | #DIV/0! | #DIV/0! | 0
0 | 0 | - | 0 | 0 | 0 | 0 | #DIV/0! | #DIV/0! | 0
0 | 0 | - | 0 | 0 | 0 | 0 | #DIV/0! | #DIV/0! | 0
0 | 0 | - | 0 | 0 | 0 | 0 | #DIV/0! | #DIV/0! | 0
0 | 0 | - | 0 | 0 | 0 | 0 | #DIV/0! | #DIV/0! | 0
0 | 0 | - | 0 | 0 | 0 | 0 | #DIV/0! | #DIV/0! | 0
0 | 0 | - | 0 | 0 | 0 | 0 | #DIV/0! | #DIV/0! | 0
0 | 0 | - | 0 | 0 | 0 | 0 | #DIV/0! | #DIV/0! | 0
0 | 0 | - | 0 | 0 | 0 | 0 | #DIV/0! | #DIV/0! | 0
0 | 0 | - | 0 | 0 | 0 | 0 | #DIV/0! | #DIV/0! | 0
0 | 0 | - | 0 | 0 | 0 | 0 | #DIV/0! | #DIV/0! | 0
0 | 0 | - | 0 | 0 | 0 | 0 | #DIV/0! | #DIV/0! | 0
0 | 0 | - | 0 | 0 | 0 | 0 | #DIV/0! | #DIV/0! | 0
0 | 0 | - | 0 | 0 | 0 | 0 | #DIV/0! | #DIV/0! | 0
0 | 0 | - | 0 | 0 | 0 | 0 | #DIV/0! | #DIV/0! | 0
0 | 0 | - | 0 | 0 | 0 | 0 | #DIV/0! | #DIV/0! | 0
0 | 0 | - | 0 | 0 | 0 | 0 | #DIV/0! | #DIV/0! | 0
0 | 0 | - | 0 | 0 | 0 | 0 | #DIV/0! | #DIV/0! | 0
0 | 0 | - | 0 | 0 | 0 | 0 | #DIV/0! | #DIV/0! | 0
0 | 0 | - | 0 | 0 | 0 | 0 | #DIV/0! | #DIV/0! | 0
0 | 0 | - | 0 | 0 | 0 | 0 | #DIV/0! | #DIV/0! | 0
0 | 0 | - | 0 | 0 | 0 | 0 | #DIV/0! | #DIV/0! | 0
0 | 0 | - | 0 | 0 | 0 | 0 | #DIV/0! | #DIV/0! | 0
0 | 0 | - | 0 | 0 | 0 | 0 | #DIV/0! | #DIV/0! | 0
0 | 0 | - | 0 | 0 | 0 | 0 | #DIV/0! | #DIV/0! | 0
0 | 0 | - | 0 | 0 | 0 | 0 | #DIV/0! | #DIV/0! | 0
0 | 0 | - | 0 | 0 | 0 | 0 | #DIV/0! | #DIV/0! | 0
0 | 0 | - | 0 | 0 | 0 | 0 | #DIV/0! | #DIV/0! | 0
0 | 0 | - | 0 | 0 | 0 | 0 | #DIV/0! | #DIV/0! | 0
0 | 0 | - | 0 | 0 | 0 | 0 | #DIV/0! | #DIV/0! | 0
0 | 0 | - | 0 | 0 | 0 | 0 | #DIV/0! | #DIV/0! | 0
0 | 0 | - | 0 | 0 | 0 | 0 | #DIV/0! | #DIV/0! | 0
0 | 0 | - | 0 | 0 | 0 | 0 | #DIV/0! | #DIV/0! | 0
0 | 0 | - | 0 | 0 | 0 | 0 | #DIV/0! | #DIV/0! | 0
0 | 0 | - | 0 | 0 | 0 | 0 | #DIV/0! | #DIV/0! | 0
0 | 0 | - | 0 | 0 | 0 | 0 | #DIV/0! | #DIV/0! | 0
0 | 0 | - | 0 | 0 | 0 | 0 | #DIV/0! | #DIV/0! | 0
0 | 0 | - | 0 | 0 | 0 | 0 | #DIV/0! | #DIV/0! | 0
0 | 0 | - | 0 | 0 | 0 | 0 | #DIV/0! | #DIV/0! | 0
0 | 0 | - | 0 | 0 | 0 | 0 | #DIV/0! | #DIV/0! | 0
0 | 0 | - | 0 | 0 | 0 | 0 | #DIV/0! | #DIV/0! | 0
0 | 0 | - | 0 | 0 | 0 | 0 | #DIV/0! | #DIV/0! | 0
0 | 0 | - | 0 | 0 | 0 | 0 | #DIV/0! | #DIV/0! | 0
0 | 0 | - | 0 | 0 | 0 | 0 | #DIV/0! | #DIV/0! | 0
0 | 0 | - | 0 | 0 | 0 | 0 | #DIV/0! | #DIV/0! | 0
0 | 0 | - | 0 | 0 | 0 | 0 | #DIV/0! | #DIV/0! | 0
0 | 0 | - | 0 | 0 | 0 | 0 | #DIV/0! | #DIV/0! | 0
0 | 0 | - | 0 | 0 | 0 | 0 | #DIV/0! | #DIV/0! | 0
0 | 0 | - | 0 | 0 | 0 | 0 | #DIV/0! | #DIV/0! | 0
0 | 0 | - | 0 | 0 | 0 | 0 | #DIV/0! | #DIV/0! | 0
0 | 0 | - | 0 | 0 | 0 | 0 | #DIV/0! | #DIV/0! | 0
0 | 0 | - | 0 | 0 | 0 | 0 | #DIV/0! | #DIV/0! | 0
0 | 0 | - | 0 | 0 | 0 | 0 | #DIV/0! | #DIV/0! | 0
0 | 0 | - | 0 | 0 | 0 | 0 | #DIV/0! | #DIV/0! | 0
0 | 0 | - | 0 | 0 | 0 | 0 | #DIV/0! | #DIV/0! | 0
0 | 0 | - | 0 | 0 | 0 | 0 | #DIV/0! | #DIV/0! | 0
0 | 0 | - | 0 | 0 | 0 | 0 | #DIV/0! | #DIV/0! | 0
0 | 0 | - | 0 | 0 | 0 | 0 | #DIV/0! | #DIV/0! | 0
0 | 0 | - | 0 | 0 | 0 | 0 | #DIV/0! | #DIV/0! | 0
0 | 0 | - | 0 | 0 | 0 | 0 | #DIV/0! | #DIV/0! | 0
0 | 0 | - | 0 | 0 | 0 | 0 | #DIV/0! | #DIV/0! | 0
0 | 0 | - | 0 | 0 | 0 | 0 | #DIV/0! | #DIV/0! | 0
0 | 0 | - | 0 | 0 | 0 | 0 | #DIV/0! | #DIV/0! | 0
0 | 0 | - | 0 | 0 | 0 | 0 | #DIV/0! | #DIV/0! | 0
0 | 0 | - | 0 | 0 | 0 | 0 | #DIV/0! | #DIV/0! | 0
0 | 0 | - | 0 | 0 | 0 | 0 | #DIV/0! | #DIV/0! | 0
0 | 0 | - | 0 | 0 | 0 | 0 | #DIV/0! | #DIV/0! | 0
0 | 0 | - | 0 | 0 | 0 | 0 | #DIV/0! | #DIV/0! | 0
0 | 0 | - | 0 | 0 | 0 | 0 | #DIV/0! | #DIV/0! | 0
0 | 0 | - | 0 | 0 | 0 | 0 | #DIV/0! | #DIV/0! | 0
0 | 0 | - | 0 | 0 | 0 | 0 | #DIV/0! | #DIV/0! | 0
0 | 0 | - | 0 | 0 | 0 | 0 | #DIV/0! | #DIV/0! | 0
0 | 0 | - | 0 | 0 | 0 | 0 | #DIV/0! | #DIV/0! | 0
0 | 0 | - | 0 | 0 | 0 | 0 | #DIV/0! | #DIV/0! | 0
0 | 0 | - | 0 | 0 | 0 | 0 | #DIV/0! | #DIV/0! | 0
0 | 0 | - | 0 | 0 | 0 | 0 | #DIV/0! | #DIV/0! | 0
0 | 0 | - | 0 | 0 | 0 | 0 | #DIV/0! | #DIV/0! | 0
0 | 0 | - | 0 | 0 | 0 | 0 | #DIV/0! | #DIV/0! | 0
0 | 0 | - | 0 | 0 | 0 | 0 | #DIV/0! | #DIV/0! | 0
0 | 0 | - | 0 | 0 | 0 | 0 | #DIV/0! | #DIV/0! | 0
0 | 0 | - | 0 | 0 | 0 | 0 | #DIV/0! | #DIV/0! | 0
0 | 0 | - | 0 | 0 | 0 | 0 | #DIV/0! | #DIV/0! | 0
0 | 0 | - | 0 | 0 | 0 | 0 | #DIV/0! | #DIV/0! | 0
0 | 0 | - | 0 | 0 | 0 | 0 | #DIV/0! | #DIV/0! | 0
0 | 0 | - | 0 | 0 | 0 | 0 | #DIV/0! | #DIV/0! | 0
0 | 0 | - | 0 | 0 | 0 | 0 | #DIV/0! | #DIV/0! | 0
0 | 0 | - | 0 | 0 | 0 | 0 | #DIV/0! | #DIV/0! | 0
0 | 0 | - | 0 | 0 | 0 | 0 | #DIV/0! | #DIV/0! | 0
0 | 0 | - | 0 | 0 | 0 | 0 | #DIV/0! | #DIV/0! | 0
0 | 0 | - | 0 | 0 | 0 | 0 | #DIV/0! | #DIV/0! | 0
0 | 0 | - | 0 | 0 | 0 | 0 | #DIV/0! | #DIV/0! | 0
0 | 0 | - | 0 | 0 | 0 | 0 | #DIV/0! | #DIV/0! | 0
0 | 0 | - | 0 | 0 | 0 | 0 | #DIV/0! | #DIV/0! | 0
0 | 0 | - | 0 | 0 | 0 | 0 | #DIV/0! | #DIV/0! | 0
0 | 0 | - | 0 | 0 | 0 | 0 | #DIV/0! | #DIV/0! | 0
0 | 0 | - | 0 | 0 | 0 | 0 | #DIV/0! | #DIV/0! | 0
0 | 0 | - | 0 | 0 | 0 | 0 | #DIV/0! | #DIV/0! | 0
0 | 0 | - | 0 | 0 | 0 | 0 | #DIV/0! | #DIV/0! | 0
0 | 0 | - | 0 | 0 | 0 | 0 | #DIV/0! | #DIV/0! | 0
0 | 0 | - | 0 | 0 | 0 | 0 | #DIV/0! | #DIV/0! | 0
0 | 0 | - | 0 | 0 | 0 | 0 | #DIV/0! | #DIV/0! | 0
0 | 0 | - | 0 | 0 | 0 | 0 | #DIV/0! | #DIV/0! | 0
0 | 0 | - | 0 | 0 | 0 | 0 | #DIV/0! | #DIV/0! | 0
0 | 0 | - | 0 | 0 | 0 | 0 | #DIV/0! | #DIV/0! | 0
0 | 0 | - | 0 | 0 | 0 | 0 | #DIV/0! | #DIV/0! | 0
0 | 0 | - | 0 | 0 | 0 | 0 | #DIV/0! | #DIV/0! | 0
0 | 0 | - | 0 | 0 | 0 | 0 | #DIV/0! | #DIV/0! | 0
0 | 0 | - | 0 | 0 | 0 | 0 | #DIV/0! | #DIV/0! | 0
0 | 0 | - | 0 | 0 | 0 | 0 | #DIV/0! | #DIV/0! | 0
0 | 0 | - | 0 | 0 | 0 | 0 | #DIV/0! | #DIV/0! | 0
0 | 0 | - | 0 | 0 | 0 | 0 | #DIV/0! | #DIV/0! | 0
0 | 0 | - | 0 | 0 | 0 | 0 | #DIV/0! | #DIV/0! | 0
0 | 0 | - | 0 | 0 | 0 | 0 | #DIV/0! | #DIV/0! | 0
0 | 0 | - | 0 | 0 | 0 | 0 | #DIV/0! | #DIV/0! | 0
0 | 0 | - | 0 | 0 | 0 | 0 | #DIV/0! | #DIV/0! | 0
0 | 0 | - | 0 | 0 | 0 | 0 | #DIV/0! | #DIV/0! | 0
0 | 0 | - | 0 | 0 | 0 | 0 | #DIV/0! | #DIV/0! | 0
0 | 0 | - | 0 | 0 | 0 | 0 | #DIV/0! | #DIV/0! | 0
0 | 0 | - | 0 | 0 | 0 | 0 | #DIV/0! | #DIV/0! | 0
0 | 0 | - | 0 | 0 | 0 | 0 | #DIV/0! | #DIV/0! | 0
0 | 0 | - | 0 | 0 | 0 | 0 | #DIV/0! | #DIV/0! | 0
0 | 0 | - | 0 | 0 | 0 | 0 | #DIV/0! | #DIV/0! | 0
0 | 0 | - | 0 | 0 | 0 | 0 | #DIV/0! | #DIV/0! | 0
0 | 0 | - | 0 | 0 | 0 | 0 | #DIV/0! | #DIV/0! | 0
0 | 0 | - | 0 | 0 | 0 | 0 | #DIV/0! | #DIV/0! | 0
0 | 0 | - | 0 | 0 | 0 | 0 | #DIV/0! | #DIV/0! | 0
0 | 0 | - | 0 | 0 | 0 | 0 | #DIV/0! | #DIV/0! | 0
0 | 0 | - | 0 | 0 | 0 | 0 | #DIV/0! | #DIV/0! | 0
0 | 0 | - | 0 | 0 | 0 | 0 | #DIV/0! | #DIV/0! | 0
0 | 0 | - | 0 | 0 | 0 | 0 | #DIV/0! | #DIV/0! | 0
0 | 0 | - | 0 | 0 | 0 | 0 | #DIV/0! | #DIV/0! | 0
0 | 0 | - | 0 | 0 | 0 | 0 | #DIV/0! | #DIV/0! | 0
0 | 0 | - | 0 | 0 | 0 | 0 | #DIV/0! | #DIV/0! | 0
0 | 0 | - | 0 | 0 | 0 | 0 | #DIV/0! | #DIV/0! | 0
0 | 0 | - | 0 | 0 | 0 | 0 | #DIV/0! | #DIV/0! | 0
0 | 0 | - | 0 | 0 | 0 | 0 | #DIV/0! | #DIV/0! | 0
0 | 0 | - | 0 | 0 | 0 | 0 | #DIV/0! | #DIV/0! | 0
0 | 0 | - | 0 | 0 | 0 | 0 | #DIV/0! | #DIV/0! | 0
0 | 0 | - | 0 | 0 | 0 | 0 | #DIV/0! | #DIV/0! | 0
0 | 0 | - | 0 | 0 | 0 | 0 | #DIV/0! | #DIV/0! | 0
0 | 0 | - | 0 | 0 | 0 | 0 | #DIV/0! | #DIV/0! | 0
0 | 0 | - | 0 | 0 | 0 | 0 | #DIV/0! | #DIV/0! | 0
0 | 0 | - | 0 | 0 | 0 | 0 | #DIV/0! | #DIV/0! | 0
0 | 0 | - | 0 | 0 | 0 | 0 | #DIV/0! | #DIV/0! | 0
0 | 0 | - | 0 | 0 | 0 | 0 | #DIV/0! | #DIV/0! | 0
0 | 0 | - | 0 | 0 | 0 | 0 | #DIV/0! | #DIV/0! | 0
0 | 0 | - | 0 | 0 | 0 | 0 | #DIV/0! | #DIV/0! | 0
0 | 0 | - | 0 | 0 | 0 | 0 | #DIV/0! | #DIV/0! | 0
0 | 0 | - | 0 | 0 | 0 | 0 | #DIV/0! | #DIV/0! | 0
0 | 0 | - | 0 | 0 | 0 | 0 | #DIV/0! | #DIV/0! | 0
0 | 0 | - | 0 | 0 | 0 | 0 | #DIV/0! | #DIV/0! | 0
0 | 0 | - | 0 | 0 | 0 | 0 | #DIV/0! | #DIV/0! | 0
0 | 0 | - | 0 | 0 | 0 | 0 | #DIV/0! | #DIV/0! | 0
0 | 0 | - | 0 | 0 | 0 | 0 | #DIV/0! | #DIV/0! | 0
0 | 0 | - | 0 | 0 | 0 | 0 | #DIV/0! | #DIV/0! | 0
0 | 0 | - | 0 | 0 | 0 | 0 | #DIV/0! | #DIV/0! | 0
0 | 0 | - | 0 | 0 | 0 | 0 | #DIV/0! | #DIV/0! | 0
0 | 0 | - | 0 | 0 | 0 | 0 | #DIV/0! | #DIV/0! | 0
0 | 0 | - | 0 | 0 | 0 | 0 | #DIV/0! | #DIV/0! | 0
0 | 0 | - | 0 | 0 | 0 | 0 | #DIV/0! | #DIV/0! | 0
0 | 0 | - | 0 | 0 | 0 | 0 | #DIV/0! | #DIV/0! | 0
0 | 0 | - | 0 | 0 | 0 | 0 | #DIV/0! | #DIV/0! | 0
0 | 0 | - | 0 | 0 | 0 | 0 | #DIV/0! | #DIV/0! | 0
0 | 0 | - | 0 | 0 | 0 | 0 | #DIV/0! | #DIV/0! | 0
0 | 0 | - | 0 | 0 | 0 | 0 | #DIV/0! | #DIV/0! | 0
0 | 0 | - | 0 | 0 | 0 | 0 | #DIV/0! | #DIV/0! | 0
0 | 0 | - | 0 | 0 | 0 | 0 | #DIV/0! | #DIV/0! | 0
0 | 0 | - | 0 | 0 | 0 | 0 | #DIV/0! | #DIV/0! | 0
0 | 0 | - | 0 | 0 | 0 | 0 | #DIV/0! | #DIV/0! | 0
0 | 0 | - | 0 | 0 | 0 | 0 | #DIV/0! | #DIV/0! | 0
0 | 0 | - | 0 | 0 | 0 | 0 | #DIV/0! | #DIV/0! | 0
0 | 0 | - | 0 | 0 | 0 | 0 | #DIV/0! | #DIV/0! | 0
0 | 0 | - | 0 | 0 | 0 | 0 | #DIV/0! | #DIV/0! | 0
0 | 0 | - | 0 | 0 | 0 | 0 | #DIV/0! | #DIV/0! | 0
0 | 0 | - | 0 | 0 | 0 | 0 | #DIV/0! | #DIV/0! | 0
0 | 0 | - | 0 | 0 | 0 | 0 | #DIV/0! | #DIV/0! | 0
0 | 0 | - | 0 | 0 | 0 | 0 | #DIV/0! | #DIV/0! | 0
0 | 0 | - | 0 | 0 | 0 | 0 | #DIV/0! | #DIV/0! | 0
0 | 0 | - | 0 | 0 | 0 | 0 | #DIV/0! | #DIV/0! | 0
0 | 0 | - | 0 | 0 | 0 | 0 | #DIV/0! | #DIV/0! | 0
0 | 0 | - | 0 | 0 | 0 | 0 | #DIV/0! | #DIV/0! | 0
0 | 0 | - | 0 | 0 | 0 | 0 | #DIV/0! | #DIV/0! | 0
0 | 0 | - | 0 | 0 | 0 | 0 | #DIV/0! | #DIV/0! | 0
0 | 0 | - | 0 | 0 | 0 | 0 | #DIV/0! | #DIV/0! | 0
0 | 0 | - | 0 | 0 | 0 | 0 | #DIV/0! | #DIV/0! | 0
0 | 0 | - | 0 | 0 | 0 | 0 | #DIV/0! | #DIV/0! | 0
0 | 0 | - | 0 | 0 | 0 | 0 | #DIV/0! | #DIV/0! | 0
0 | 0 | - | 0 | 0 | 0 | 0 | #DIV/0! | #DIV/0! | 0
0 | 0 | - | 0 | 0 | 0 | 0 | #DIV/0! | #DIV/0! | 0
0 | 0 | - | 0 | 0 | 0 | 0 | #DIV/0! | #DIV/0! | 0
0 | 0 | - | 0 | 0 | 0 | 0 | #DIV/0! | #DIV/0! | 0
0 | 0 | - | 0 | 0 | 0 | 0 | #DIV/0! | #DIV/0! | 0
0 | 0 | - | 0 | 0 | 0 | 0 | #DIV/0! | #DIV/0! | 0
0 | 0 | - | 0 | 0 | 0 | 0 | #DIV/0! | #DIV/0! | 0
0 | 0 | - | 0 | 0 | 0 | 0 | #DIV/0! | #DIV/0! | 0
0 | 0 | - | 0 | 0 | 0 | 0 | #DIV/0! | #DIV/0! | 0
0 | 0 | - | 0 | 0 | 0 | 0 | #DIV/0! | #DIV/0! | 0
0 | 0 | - | 0 | 0 | 0 | 0 | #DIV/0! | #DIV/0! | 0
0 | 0 | - | 0 | 0 | 0 | 0 | #DIV/0! | #DIV/0! | 0
0 | 0 | - | 0 | 0 | 0 | 0 | #DIV/0! | #DIV/0! | 0
0 | 0 | - | 0 | 0 | 0 | 0 | #DIV/0! | #DIV/0! | 0
0 | 0 | - | 0 | 0 | 0 | 0 | #DIV/0! | #DIV/0! | 0
0 | 0 | - | 0 | 0 | 0 | 0 | #DIV/0! | #DIV/0! | 0
0 | 0 | - | 0 | 0 | 0 | 0 | #DIV/0! | #DIV/0! | 0
0 | 0 | - | 0 | 0 | 0 | 0 | #DIV/0! | #DIV/0! | 0
0 | 0 | - | 0 | 0 | 0 | 0 | #DIV/0! | #DIV/0! | 0
0 | 0 | - | 0 | 0 | 0 | 0 | #DIV/0! | #DIV/0! | 0
0 | 0 | - | 0 | 0 | 0 | 0 | #DIV/0! | #DIV/0! | 0
0 | 0 | - | 0 | 0 | 0 | 0 | #DIV/0! | #DIV/0! | 0
0 | 0 | - | 0 | 0 | 0 | 0 | #DIV/0! | #DIV/0! | 0
0 | 0 | - | 0 | 0 | 0 | 0 | #DIV/0! | #DIV/0! | 0
0 | 0 | - | 0 | 0 | 0 | 0 | #DIV/0! | #DIV/0! | 0
0 | 0 | - | 0 | 0 | 0 | 0 | #DIV/0! | #DIV/0! | 0
0 | 0 | - | 0 | 0 | 0 | 0 | #DIV/0! | #DIV/0! | 0
0 | 0 | - | 0 | 0 | 0 | 0 | #DIV/0! | #DIV/0! | 0
0 | 0 | - | 0 | 0 | 0 | 0 | #DIV/0! | #DIV/0! | 0
0 | 0 | - | 0 | 0 | 0 | 0 | #DIV/0! | #DIV/0! | 0
0 | 0 | - | 0 | 0 | 0 | 0 | #DIV/0! | #DIV/0! | 0
0 | 0 | - | 0 | 0 | 0 | 0 | #DIV/0! | #DIV/0! | 0
0 | 0 | - | 0 | 0 | 0 | 0 | #DIV/0! | #DIV/0! | 0
0 | 0 | - | 0 | 0 | 0 | 0 | #DIV/0! | #DIV/0! | 0
0 | 0 | - | 0 | 0 | 0 | 0 | #DIV/0! | #DIV/0! | 0
0 | 0 | - | 0 | 0 | 0 | 0 | #DIV/0! | #DIV/0! | 0
0 | 0 | - | 0 | 0 | 0 | 0 | #DIV/0! | #DIV/0! | 0
0 | 0 | - | 0 | 0 | 0 | 0 | #DIV/0! | #DIV/0! | 0
0 | 0 | - | 0 | 0 | 0 | 0 | #DIV/0! | #DIV/0! | 0
0 | 0 | - | 0 | 0 | 0 | 0 | #DIV/0! | #DIV/0! | 0
0 | 0 | - | 0 | 0 | 0 | 0 | #DIV/0! | #DIV/0! | 0
0 | 0 | - | 0 | 0 | 0 | 0 | #DIV/0! | #DIV/0! | 0
0 | 0 | - | 0 | 0 | 0 | 0 | #DIV/0! | #DIV/0! | 0
0 | 0 | - | 0 | 0 | 0 | 0 | #DIV/0! | #DIV/0! | 0
0 | 0 | - | 0 | 0 | 0 | 0 | #DIV/0! | #DIV/0! | 0
0 | 0 | - | 0 | 0 | 0 | 0 | #DIV/0! | #DIV/0! | 0
0 | 0 | - | 0 | 0 | 0 | 0 | #DIV/0! | #DIV/0! | 0
0 | 0 | - | 0 | 0 | 0 | 0 | #DIV/0! | #DIV/0! | 0
0 | 0 | - | 0 | 0 | 0 | 0 | #DIV/0! | #DIV/0! | 0
0 | 0 | - | 0 | 0 | 0 | 0 | #DIV/0! | #DIV/0! | 0
0 | 0 | - | 0 | 0 | 0 | 0 | #DIV/0! | #DIV/0! | 0
0 | 0 | - | 0 | 0 | 0 | 0 | #DIV/0! | #DIV/0! | 0
0 | 0 | - | 0 | 0 | 0 | 0 | #DIV/0! | #DIV/0! | 0
0 | 0 | - | 0 | 0 | 0 | 0 | #DIV/0! | #DIV/0! | 0
0 | 0 | - | 0 | 0 | 0 | 0 | #DIV/0! | #DIV/0! | 0
0 | 0 | - | 0 | 0 | 0 | 0 | #DIV/0! | #DIV/0! | 0
0 | 0 | - | 0 | 0 | 0 | 0 | #DIV/0! | #DIV/0! | 0
0 | 0 | - | 0 | 0 | 0 | 0 | #DIV/0! | #DIV/0! | 0
0 | 0 | - | 0 | 0 | 0 | 0 | #DIV/0! | #DIV/0! | 0
0 | 0 | - | 0 | 0 | 0 | 0 | #DIV/0! | #DIV/0! | 0
0 | 0 | - | 0 | 0 | 0 | 0 | #DIV/0! | #DIV/0! | 0
0 | 0 | - | 0 | 0 | 0 | 0 | #DIV/0! | #DIV/0! | 0
0 | 0 | - | 0 | 0 | 0 | 0 | #DIV/0! | #DIV/0! | 0
0 | 0 | - | 0 | 0 | 0 | 0 | #DIV/0! | #DIV/0! | 0
0 | 0 | - | 0 | 0 | 0 | 0 | #DIV/0! | #DIV/0! | 0
0 | 0 | - | 0 | 0 | 0 | 0 | #DIV/0! | #DIV/0! | 0
0 | 0 | - | 0 | 0 | 0 | 0 | #DIV/0! | #DIV/0! | 0
0 | 0 | - | 0 | 0 | 0 | 0 | #DIV/0! | #DIV/0! | 0
0 | 0 | - | 0 | 0 | 0 | 0 | #DIV/0! | #DIV/0! | 0
0 | 0 | - | 0 | 0 | 0 | 0 | #DIV/0! | #DIV/0! | 0
0 | 0 | - | 0 | 0 | 0 | 0 | #DIV/0! | #DIV/0! | 0
0 | 0 | - | 0 | 0 | 0 | 0 | #DIV/0! | #DIV/0! | 0
0 | 0 | - | 0 | 0 | 0 | 0 | #DIV/0! | #DIV/0! | 0
0 | 0 | - | 0 | 0 | 0 | 0 | #DIV/0! | #DIV/0! | 0
0 | 0 | - | 0 | 0 | 0 | 0 | #DIV/0! | #DIV/0! | 0
0 | 0 | - | 0 | 0 | 0 | 0 | #DIV/0! | #DIV/0! | 0
0 | 0 | - | 0 | 0 | 0 | 0 | #DIV/0! | #DIV/0! | 0
0 | 0 | - | 0 | 0 | 0 | 0 | #DIV/0! | #DIV/0! | 0
0 | 0 | - | 0 | 0 | 0 | 0 | #DIV/0! | #DIV/0! | 0
0 | 0 | - | 0 | 0 | 0 | 0 | #DIV/0! | #DIV/0! | 0
0 | 0 | - | 0 | 0 | 0 | 0 | #DIV/0! | #DIV/0! | 0
0 | 0 | - | 0 | 0 | 0 | 0 | #DIV/0! | #DIV/0! | 0
0 | 0 | - | 0 | 0 | 0 | 0 | #DIV/0! | #DIV/0! | 0
0 | 0 | - | 0 | 0 | 0 | 0 | #DIV/0! | #DIV/0! | 0
0 | 0 | - | 0 | 0 | 0 | 0 | #DIV/0! | #DIV/0! | 0
0 | 0 | - | 0 | 0 | 0 | 0 | #DIV/0! | #DIV/0! | 0
0 | 0 | - | 0 | 0 | 0 | 0 | #DIV/0! | #DIV/0! | 0
0 | 0 | - | 0 | 0 | 0 | 0 | #DIV/0! | #DIV/0! | 0
0 | 0 | - | 0 | 0 | 0 | 0 | #DIV/0! | #DIV/0! | 0
0 | 0 | - | 0 | 0 | 0 | 0 | #DIV/0! | #DIV/0! | 0
0 | 0 | - | 0 | 0 | 0 | 0 | #DIV/0! | #DIV/0! | 0
0 | 0 | - | 0 | 0 | 0 | 0 | #DIV/0! | #DIV/0! | 0
0 | 0 | - | 0 | 0 | 0 | 0 | #DIV/0! | #DIV/0! | 0
0 | 0 | - | 0 | 0 | 0 | 0 | #DIV/0! | #DIV/0! | 0
0 | 0 | - | 0 | 0 | 0 | 0 | #DIV/0! | #DIV/0! | 0
0 | 0 | - | 0 | 0 | 0 | 0 | #DIV/0! | #DIV/0! | 0
0 | 0 | - | 0 | 0 | 0 | 0 | #DIV/0! | #DIV/0! | 0
0 | 0 | - | 0 | 0 | 0 | 0 | #DIV/0! | #DIV/0! | 0
0 | 0 | - | 0 | 0 | 0 | 0 | #DIV/0! | #DIV/0! | 0
0 | 0 | - | 0 | 0 | 0 | 0 | #DIV/0! | #DIV/0! | 0
0 | 0 | - | 0 | 0 | 0 | 0 | #DIV/0! | #DIV/0! | 0
0 | 0 | - | 0 | 0 | 0 | 0 | #DIV/0! | #DIV/0! | 0
0 | 0 | - | 0 | 0 | 0 | 0 | #DIV/0! | #DIV/0! | 0
0 | 0 | - | 0 | 0 | 0 | 0 | #DIV/0! | #DIV/0! | 0
0 | 0 | - | 0 | 0 | 0 | 0 | #DIV/0! | #DIV/0! | 0
0 | 0 | - | 0 | 0 | 0 | 0 | #DIV/0! | #DIV/0! | 0
0 | 0 | - | 0 | 0 | 0 | 0 | #DIV/0! | #DIV/0! | 0
0 | 0 | - | 0 | 0 | 0 | 0 | #DIV/0! | #DIV/0! | 0
0 | 0 | - | 0 | 0 | 0 | 0 | #DIV/0! | #DIV/0! | 0
0 | 0 | - | 0 | 0 | 0 | 0 | #DIV/0! | #DIV/0! | 0
0 | 0 | - | 0 | 0 | 0 | 0 | #DIV/0! | #DIV/0! | 0
0 | 0 | - | 0 | 0 | 0 | 0 | #DIV/0! | #DIV/0! | 0
0 | 0 | - | 0 | 0 | 0 | 0 | #DIV/0! | #DIV/0! | 0
0 | 0 | - | 0 | 0 | 0 | 0 | #DIV/0! | #DIV/0! | 0
0 | 0 | - | 0 | 0 | 0 | 0 | #DIV/0! | #DIV/0! | 0
0 | 0 | - | 0 | 0 | 0 | 0 | #DIV/0! | #DIV/0! | 0
0 | 0 | - | 0 | 0 | 0 | 0 | #DIV/0! | #DIV/0! | 0
0 | 0 | - | 0 | 0 | 0 | 0 | #DIV/0! | #DIV/0! | 0
0 | 0 | - | 0 | 0 | 0 | 0 | #DIV/0! | #DIV/0! | 0
0 | 0 | - | 0 | 0 | 0 | 0 | #DIV/0! | #DIV/0! | 0
0 | 0 | - | 0 | 0 | 0 | 0 | #DIV/0! | #DIV/0! | 0
0 | 0 | - | 0 | 0 | 0 | 0 | #DIV/0! | #DIV/0! | 0
0 | 0 | - | 0 | 0 | 0 | 0 | #DIV/0! | #DIV/0! | 0
0 | 0 | - | 0 | 0 | 0 | 0 | #DIV/0! | #DIV/0! | 0
0 | 0 | - | 0 | 0 | 0 | 0 | #DIV/0! | #DIV/0! | 0
0 | 0 | - | 0 | 0 | 0 | 0 | #DIV/0! | #DIV/0! | 0
0 | 0 | - | 0 | 0 | 0 | 0 | #DIV/0! | #DIV/0! | 0
0 | 0 | - | 0 | 0 | 0 | 0 | #DIV/0! | #DIV/0! | 0
0 | 0 | - | 0 | 0 | 0 | 0 | #DIV/0! | #DIV/0! | 0
0 | 0 | - | 0 | 0 | 0 | 0 | #DIV/0! | #DIV/0! | 0
0 | 0 | - | 0 | 0 | 0 | 0 | #DIV/0! | #DIV/0! | 0
0 | 0 | - | 0 | 0 | 0 | 0 | #DIV/0! | #DIV/0! | 0
0 | 0 | - | 0 | 0 | 0 | 0 | #DIV/0! | #DIV/0! | 0
0 | 0 | - | 0 | 0 | 0 | 0 | #DIV/0! | #DIV/0! | 0
0 | 0 | - | 0 | 0 | 0 | 0 | #DIV/0! | #DIV/0! | 0
0 | 0 | - | 0 | 0 | 0 | 0 | #DIV/0! | #DIV/0! | 0
0 | 0 | - | 0 | 0 | 0 | 0 | #DIV/0! | #DIV/0! | 0
0 | 0 | - | 0 | 0 | 0 | 0 | #DIV/0! | #DIV/0! | 0
0 | 0 | - | 0 | 0 | 0 | 0 | #DIV/0! | #DIV/0! | 0
0 | 0 | - | 0 | 0 | 0 | 0 | #DIV/0! | #DIV/0! | 0
0 | 0 | - | 0 | 0 | 0 | 0 | #DIV/0! | #DIV/0! | 0
0 | 0 | - | 0 | 0 | 0 | 0 | #DIV/0! | #DIV/0! | 0
0 | 0 | - | 0 | 0 | 0 | 0 | #DIV/0! | #DIV/0! | 0
0 | 0 | - | 0 | 0 | 0 | 0 | #DIV/0! | #DIV/0! | 0
0 | 0 | - | 0 | 0 | 0 | 0 | #DIV/0! | #DIV/0! | 0
0 | 0 | - | 0 | 0 | 0 | 0 | #DIV/0! | #DIV/0! | 0
0 | 0 | - | 0 | 0 | 0 | 0 | #DIV/0! | #DIV/0! | 0
0 | 0 | - | 0 | 0 | 0 | 0 | #DIV/0! | #DIV/0! | 0
0 | 0 | - | 0 | 0 | 0 | 0 | #DIV/0! | #DIV/0! | 0
0 | 0 | - | 0 | 0 | 0 | 0 | #DIV/0! | #DIV/0! | 0
0 | 0 | - | 0 | 0 | 0 | 0 | #DIV/0! | #DIV/0! | 0
0 | 0 | - | 0 | 0 | 0 | 0 | #DIV/0! | #DIV/0! | 0
0 | 0 | - | 0 | 0 | 0 | 0 | #DIV/0! | #DIV/0! | 0
0 | 0 | - | 0 | 0 | 0 | 0 | #DIV/0! | #DIV/0! | 0
0 | 0 | - | 0 | 0 | 0 | 0 | #DIV/0! | #DIV/0! | 0
0 | 0 | - | 0 | 0 | 0 | 0 | #DIV/0! | #DIV/0! | 0
0 | 0 | - | 0 | 0 | 0 | 0 | #DIV/0! | #DIV/0! | 0
0 | 0 | - | 0 | 0 | 0 | 0 | #DIV/0! | #DIV/0! | 0
0 | 0 | - | 0 | 0 | 0 | 0 | #DIV/0! | #DIV/0! | 0
0 | 0 | - | 0 | 0 | 0 | 0 | #DIV/0! | #DIV/0! | 0
0 | 0 | - | 0 | 0 | 0 | 0 | #DIV/0! | #DIV/0! | 0
0 | 0 | - | 0 | 0 | 0 | 0 | #DIV/0! | #DIV/0! | 0
0 | 0 | - | 0 | 0 | 0 | 0 | #DIV/0! | #DIV/0! | 0
0 | 0 | - | 0 | 0 | 0 | 0 | #DIV/0! | #DIV/0! | 0
0 | 0 | - | 0 | 0 | 0 | 0 | #DIV/0! | #DIV/0! | 0
0 | 0 | - | 0 | 0 | 0 | 0 | #DIV/0! | #DIV/0! | 0
0 | 0 | - | 0 | 0 | 0 | 0 | #DIV/0! | #DIV/0! | 0
0 | 0 | - | 0 | 0 | 0 | 0 | #DIV/0! | #DIV/0! | 0
0 | 0 | - | 0 | 0 | 0 | 0 | #DIV/0! | #DIV/0! | 0
0 | 0 | - | 0 | 0 | 0 | 0 | #DIV/0! | #DIV/0! | 0
0 | 0 | - | 0 | 0 | 0 | 0 | #DIV/0! | #DIV/0! | 0
0 | 0 | - | 0 | 0 | 0 | 0 | #DIV/0! | #DIV/0! | 0
0 | 0 | - | 0 | 0 | 0 | 0 | #DIV/0! | #DIV/0! | 0
0 | 0 | - | 0 | 0 | 0 | 0 | #DIV/0! | #DIV/0! | 0
0 | 0 | - | 0 | 0 | 0 | 0 | #DIV/0! | #DIV/0! | 0
0 | 0 | - | 0 | 0 | 0 | 0 | #DIV/0! | #DIV/0! | 0
0 | 0 | - | 0 | 0 | 0 | 0 | #DIV/0! | #DIV/0! | 0
0 | 0 | - | 0 | 0 | 0 | 0 | #DIV/0! | #DIV/0! | 0
0 | 0 | - | 0 | 0 | 0 | 0 | #DIV/0! | #DIV/0! | 0
0 | 0 | - | 0 | 0 | 0 | 0 | #DIV/0! | #DIV/0! | 0
0 | 0 | - | 0 | 0 | 0 | 0 | #DIV/0! | #DIV/0! | 0
0 | 0 | - | 0 | 0 | 0 | 0 | #DIV/0! | #DIV/0! | 0
0 | 0 | - | 0 | 0 | 0 | 0 | #DIV/0! | #DIV/0! | 0
0 | 0 | - | 0 | 0 | 0 | 0 | #DIV/0! | #DIV/0! | 0
0 | 0 | - | 0 | 0 | 0 | 0 | #DIV/0! | #DIV/0! | 0
0 | 0 | - | 0 | 0 | 0 | 0 | #DIV/0! | #DIV/0! | 0
0 | 0 | - | 0 | 0 | 0 | 0 | #DIV/0! | #DIV/0! | 0
0 | 0 | - | 0 | 0 | 0 | 0 | #DIV/0! | #DIV/0! | 0
0 | 0 | - | 0 | 0 | 0 | 0 | #DIV/0! | #DIV/0! | 0
0 | 0 | - | 0 | 0 | 0 | 0 | #DIV/0! | #DIV/0! | 0
0 | 0 | - | 0 | 0 | 0 | 0 | #DIV/0! | #DIV/0! | 0
0 | 0 | - | 0 | 0 | 0 | 0 | #DIV/0! | #DIV/0! | 0
0 | 0 | - | 0 | 0 | 0 | 0 | #DIV/0! | #DIV/0! | 0
0 | 0 | - | 0 | 0 | 0 | 0 | #DIV/0! | #DIV/0! | 0
0 | 0 | - | 0 | 0 | 0 | 0 | #DIV/0! | #DIV/0! | 0
0 | 0 | - | 0 | 0 | 0 | 0 | #DIV/0! | #DIV/0! | 0
0 | 0 | - | 0 | 0 | 0 | 0 | #DIV/0! | #DIV/0! | 0
0 | 0 | - | 0 | 0 | 0 | 0 | #DIV/0! | #DIV/0! | 0
0 | 0 | - | 0 | 0 | 0 | 0 | #DIV/0! | #DIV/0! | 0
0 | 0 | - | 0 | 0 | 0 | 0 | #DIV/0! | #DIV/0! | 0
0 | 0 | - | 0 | 0 | 0 | 0 | #DIV/0! | #DIV/0! | 0
0 | 0 | - | 0 | 0 | 0 | 0 | #DIV/0! | #DIV/0! | 0
0 | 0 | - | 0 | 0 | 0 | 0 | #DIV/0! | #DIV/0! | 0
0 | 0 | - | 0 | 0 | 0 | 0 | #DIV/0! | #DIV/0! | 0
0 | 0 | - | 0 | 0 | 0 | 0 | #DIV/0! | #DIV/0! | 0
0 | 0 | - | 0 | 0 | 0 | 0 | #DIV/0! | #DIV/0! | 0
0 | 0 | - | 0 | 0 | 0 | 0 | #DIV/0! | #DIV/0! | 0
0 | 0 | - | 0 | 0 | 0 | 0 | #DIV/0! | #DIV/0! | 0
0 | 0 | - | 0 | 0 | 0 | 0 | #DIV/0! | #DIV/0! | 0
0 | 0 | - | 0 | 0 | 0 | 0 | #DIV/0! | #DIV/0! | 0
0 | 0 | - | 0 | 0 | 0 | 0 | #DIV/0! | #DIV/0! | 0
0 | 0 | - | 0 | 0 | 0 | 0 | #DIV/0! | #DIV/0! | 0
0 | 0 | - | 0 | 0 | 0 | 0 | #DIV/0! | #DIV/0! | 0
0 | 0 | - | 0 | 0 | 0 | 0 | #DIV/0! | #DIV/0! | 0
0 | 0 | - | 0 | 0 | 0 | 0 | #DIV/0! | #DIV/0! | 0
0 | 0 | - | 0 | 0 | 0 | 0 | #DIV/0! | #DIV/0! | 0
0 | 0 | - | 0 | 0 | 0 | 0 | #DIV/0! | #DIV/0! | 0
0 | 0 | - | 0 | 0 | 0 | 0 | #DIV/0! | #DIV/0! | 0
0 | 0 | - | 0 | 0 | 0 | 0 | #DIV/0! | #DIV/0! | 0
0 | 0 | - | 0 | 0 | 0 | 0 | #DIV/0! | #DIV/0! | 0
0 | 0 | - | 0 | 0 | 0 | 0 | #DIV/0! | #DIV/0! | 0
0 | 0 | - | 0 | 0 | 0 | 0 | #DIV/0! | #DIV/0! | 0
0 | 0 | - | 0 | 0 | 0 | 0 | #DIV/0! | #DIV/0! | 0
0 | 0 | - | 0 | 0 | 0 | 0 | #DIV/0! | #DIV/0! | 0
0 | 0 | - | 0 | 0 | 0 | 0 | #DIV/0! | #DIV/0! | 0
0 | 0 | - | 0 | 0 | 0 | 0 | #DIV/0! | #DIV/0! | 0
0 | 0 | - | 0 | 0 | 0 | 0 | #DIV/0! | #DIV/0! | 0
0 | 0 | - | 0 | 0 | 0 | 0 | #DIV/0! | #DIV/0! | 0
0 | 0 | - | 0 | 0 | 0 | 0 | #DIV/0! | #DIV/0! | 0
0 | 0 | - | 0 | 0 | 0 | 0 | #DIV/0! | #DIV/0! | 0
0 | 0 | - | 0 | 0 | 0 | 0 | #DIV/0! | #DIV/0! | 0
0 | 0 | - | 0 | 0 | 0 | 0 | #DIV/0! | #DIV/0! | 0
0 | 0 | - | 0 | 0 | 0 | 0 | #DIV/0! | #DIV/0! | 0
0 | 0 | - | 0 | 0 | 0 | 0 | #DIV/0! | #DIV/0! | 0
0 | 0 | - | 0 | 0 | 0 | 0 | #DIV/0! | #DIV/0! | 0
0 | 0 | - | 0 | 0 | 0 | 0 | #DIV/0! | #DIV/0! | 0
0 | 0 | - | 0 | 0 | 0 | 0 | #DIV/0! | #DIV/0! | 0
0 | 0 | - | 0 | 0 | 0 | 0 | #DIV/0! | #DIV/0! | 0
0 | 0 | - | 0 | 0 | 0 | 0 | #DIV/0! | #DIV/0! | 0
0 | 0 | - | 0 | 0 | 0 | 0 | #DIV/0! | #DIV/0! | 0
0 | 0 | - | 0 | 0 | 0 | 0 | #DIV/0! | #DIV/0! | 0
0 | 0 | - | 0 | 0 | 0 | 0 | #DIV/0! | #DIV/0! | 0
0 | 0 | - | 0 | 0 | 0 | 0 | #DIV/0! | #DIV/0! | 0
0 | 0 | - | 0 | 0 | 0 | 0 | #DIV/0! | #DIV/0! | 0
0 | 0 | - | 0 | 0 | 0 | 0 | #DIV/0! | #DIV/0! | 0
0 | 0 | - | 0 | 0 | 0 | 0 | #DIV/0! | #DIV/0! | 0
0 | 0 | - | 0 | 0 | 0 | 0 | #DIV/0! | #DIV/0! | 0
0 | 0 | - | 0 | 0 | 0 | 0 | #DIV/0! | #DIV/0! | 0
0 | 0 | - | 0 | 0 | 0 | 0 | #DIV/0! | #DIV/0! | 0
0 | 0 | - | 0 | 0 | 0 | 0 | #DIV/0! | #DIV/0! | 0
0 | 0 | - | 0 | 0 | 0 | 0 | #DIV/0! | #DIV/0! | 0
0 | 0 | - | 0 | 0 | 0 | 0 | #DIV/0! | #DIV/0! | 0
0 | 0 | - | 0 | 0 | 0 | 0 | #DIV/0! | #DIV/0! | 0
0 | 0 | - | 0 | 0 | 0 | 0 | #DIV/0! | #DIV/0! | 0
0 | 0 | - | 0 | 0 | 0 | 0 | #DIV/0! | #DIV/0! | 0
0 | 0 | - | 0 | 0 | 0 | 0 | #DIV/0! | #DIV/0! | 0
0 | 0 | - | 0 | 0 | 0 | 0 | #DIV/0! | #DIV/0! | 0
0 | 0 | - | 0 | 0 | 0 | 0 | #DIV/0! | #DIV/0! | 0
0 | 0 | - | 0 | 0 | 0 | 0 | #DIV/0! | #DIV/0! | 0
0 | 0 | - | 0 | 0 | 0 | 0 | #DIV/0! | #DIV/0! | 0
0 | 0 | - | 0 | 0 | 0 | 0 | #DIV/0! | #DIV/0! | 0
0 | 0 | - | 0 | 0 | 0 | 0 | #DIV/0! | #DIV/0! | 0
0 | 0 | - | 0 | 0 | 0 | 0 | #DIV/0! | #DIV/0! | 0
0 | 0 | - | 0 | 0 | 0 | 0 | #DIV/0! | #DIV/0! | 0
0 | 0 | - | 0 | 0 | 0 | 0 | #DIV/0! | #DIV/0! | 0
0 | 0 | - | 0 | 0 | 0 | 0 | #DIV/0! | #DIV/0! | 0
0 | 0 | - | 0 | 0 | 0 | 0 | #DIV/0! | #DIV/0! | 0
0 | 0 | - | 0 | 0 | 0 | 0 | #DIV/0! | #DIV/0! | 0
0 | 0 | - | 0 | 0 | 0 | 0 | #DIV/0! | #DIV/0! | 0
0 | 0 | - | 0 | 0 | 0 | 0 | #DIV/0! | #DIV/0! | 0
0 | 0 | - | 0 | 0 | 0 | 0 | #DIV/0! | #DIV/0! | 0
0 | 0 | - | 0 | 0 | 0 | 0 | #DIV/0! | #DIV/0! | 0
0 | 0 | - | 0 | 0 | 0 | 0 | #DIV/0! | #DIV/0! | 0
0 | 0 | - | 0 | 0 | 0 | 0 | #DIV/0! | #DIV/0! | 0
0 | 0 | - | 0 | 0 | 0 | 0 | #DIV/0! | #DIV/0! | 0
0 | 0 | - | 0 | 0 | 0 | 0 | #DIV/0! | #DIV/0! | 0
0 | 0 | - | 0 | 0 | 0 | 0 | #DIV/0! | #DIV/0! | 0
0 | 0 | - | 0 | 0 | 0 | 0 | #DIV/0! | #DIV/0! | 0
0 | 0 | - | 0 | 0 | 0 | 0 | #DIV/0! | #DIV/0! | 0
0 | 0 | - | 0 | 0 | 0 | 0 | #DIV/0! | #DIV/0! | 0
0 | 0 | - | 0 | 0 | 0 | 0 | #DIV/0! | #DIV/0! | 0
0 | 0 | - | 0 | 0 | 0 | 0 | #DIV/0! | #DIV/0! | 0
0 | 0 | - | 0 | 0 | 0 | 0 | #DIV/0! | #DIV/0! | 0
0 | 0 | - | 0 | 0 | 0 | 0 | #DIV/0! | #DIV/0! | 0
0 | 0 | - | 0 | 0 | 0 | 0 | #DIV/0! | #DIV/0! | 0
0 | 0 | - | 0 | 0 | 0 | 0 | #DIV/0! | #DIV/0! | 0
0 | 0 | - | 0 | 0 | 0 | 0 | #DIV/0! | #DIV/0! | 0
0 | 0 | - | 0 | 0 | 0 | 0 | #DIV/0! | #DIV/0! | 0
0 | 0 | - | 0 | 0 | 0 | 0 | #DIV/0! | #DIV/0! | 0
0 | 0 | - | 0 | 0 | 0 | 0 | #DIV/0! | #DIV/0! | 0
0 | 0 | - | 0 | 0 | 0 | 0 | #DIV/0! | #DIV/0! | 0
0 | 0 | - | 0 | 0 | 0 | 0 | #DIV/0! | #DIV/0! | 0
0 | 0 | - | 0 | 0 | 0 | 0 | #DIV/0! | #DIV/0! | 0
0 | 0 | - | 0 | 0 | 0 | 0 | #DIV/0! | #DIV/0! | 0
0 | 0 | - | 0 | 0 | 0 | 0 | #DIV/0! | #DIV/0! | 0
0 | 0 | - | 0 | 0 | 0 | 0 | #DIV/0! | #DIV/0! | 0
0 | 0 | - | 0 | 0 | 0 | 0 | #DIV/0! | #DIV/0! | 0
0 | 0 | - | 0 | 0 | 0 | 0 | #DIV/0! | #DIV/0! | 0
0 | 0 | - | 0 | 0 | 0 | 0 | #DIV/0! | #DIV/0! | 0
0 | 0 | - | 0 | 0 | 0 | 0 | #DIV/0! | #DIV/0! | 0
0 | 0 | - | 0 | 0 | 0 | 0 | #DIV/0! | #DIV/0! | 0
0 | 0 | - | 0 | 0 | 0 | 0 | #DIV/0! | #DIV/0! | 0
0 | 0 | - | 0 | 0 | 0 | 0 | #DIV/0! | #DIV/0! | 0
0 | 0 | - | 0 | 0 | 0 | 0 | #DIV/0! | #DIV/0! | 0
0 | 0 | - | 0 | 0 | 0 | 0 | #DIV/0! | #DIV/0! | 0
0 | 0 | - | 0 | 0 | 0 | 0 | #DIV/0! | #DIV/0! | 0
0 | 0 | - | 0 | 0 | 0 | 0 | #DIV/0! | #DIV/0! | 0
0 | 0 | - | 0 | 0 | 0 | 0 | #DIV/0! | #DIV/0! | 0
0 | 0 | - | 0 | 0 | 0 | 0 | #DIV/0! | #DIV/0! | 0
0 | 0 | - | 0 | 0 | 0 | 0 | #DIV/0! | #DIV/0! | 0
0 | 0 | - | 0 | 0 | 0 | 0 | #DIV/0! | #DIV/0! | 0
0 | 0 | - | 0 | 0 | 0 | 0 | #DIV/0! | #DIV/0! | 0
0 | 0 | - | 0 | 0 | 0 | 0 | #DIV/0! | #DIV/0! | 0
0 | 0 | - | 0 | 0 | 0 | 0 | #DIV/0! | #DIV/0! | 0
0 | 0 | - | 0 | 0 | 0 | 0 | #DIV/0! | #DIV/0! | 0
0 | 0 | - | 0 | 0 | 0 | 0 | #DIV/0! | #DIV/0! | 0
0 | 0 | - | 0 | 0 | 0 | 0 | #DIV/0! | #DIV/0! | 0
0 | 0 | - | 0 | 0 | 0 | 0 | #DIV/0! | #DIV/0! | 0
0 | 0 | - | 0 | 0 | 0 | 0 | #DIV/0! | #DIV/0! | 0
0 | 0 | - | 0 | 0 | 0 | 0 | #DIV/0! | #DIV/0! | 0
0 | 0 | - | 0 | 0 | 0 | 0 | #DIV/0! | #DIV/0! | 0
0 | 0 | - | 0 | 0 | 0 | 0 | #DIV/0! | #DIV/0! | 0
0 | 0 | - | 0 | 0 | 0 | 0 | #DIV/0! | #DIV/0! | 0
0 | 0 | - | 0 | 0 | 0 | 0 | #DIV/0! | #DIV/0! | 0
0 | 0 | - | 0 | 0 | 0 | 0 | #DIV/0! | #DIV/0! | 0
0 | 0 | - | 0 | 0 | 0 | 0 | #DIV/0! | #DIV/0! | 0
0 | 0 | - | 0 | 0 | 0 | 0 | #DIV/0! | #DIV/0! | 0
0 | 0 | - | 0 | 0 | 0 | 0 | #DIV/0! | #DIV/0! | 0
0 | 0 | - | 0 | 0 | 0 | 0 | #DIV/0! | #DIV/0! | 0
0 | 0 | - | 0 | 0 | 0 | 0 | #DIV/0! | #DIV/0! | 0
0 | 0 | - | 0 | 0 | 0 | 0 | #DIV/0! | #DIV/0! | 0
0 | 0 | - | 0 | 0 | 0 | 0 | #DIV/0! | #DIV/0! | 0
0 | 0 | - | 0 | 0 | 0 | 0 | #DIV/0! | #DIV/0! | 0
0 | 0 | - | 0 | 0 | 0 | 0 | #DIV/0! | #DIV/0! | 0
0 | 0 | - | 0 | 0 | 0 | 0 | #DIV/0! | #DIV/0! | 0
0 | 0 | - | 0 | 0 | 0 | 0 | #DIV/0! | #DIV/0! | 0
0 | 0 | - | 0 | 0 | 0 | 0 | #DIV/0! | #DIV/0! | 0
0 | 0 | - | 0 | 0 | 0 | 0 | #DIV/0! | #DIV/0! | 0
0 | 0 | - | 0 | 0 | 0 | 0 | #DIV/0! | #DIV/0! | 0
0 | 0 | - | 0 | 0 | 0 | 0 | #DIV/0! | #DIV/0! | 0
0 | 0 | - | 0 | 0 | 0 | 0 | #DIV/0! | #DIV/0! | 0
0 | 0 | - | 0 | 0 | 0 | 0 | #DIV/0! | #DIV/0! | 0
0 | 0 | - | 0 | 0 | 0 | 0 | #DIV/0! | #DIV/0! | 0
0 | 0 | - | 0 | 0 | 0 | 0 | #DIV/0! | #DIV/0! | 0
0 | 0 | - | 0 | 0 | 0 | 0 | #DIV/0! | #DIV/0! | 0
0 | 0 | - | 0 | 0 | 0 | 0 | #DIV/0! | #DIV/0! | 0
0 | 0 | - | 0 | 0 | 0 | 0 | #DIV/0! | #DIV/0! | 0
0 | 0 | - | 0 | 0 | 0 | 0 | #DIV/0! | #DIV/0! | 0
0 | 0 | - | 0 | 0 | 0 | 0 | #DIV/0! | #DIV/0! | 0
0 | 0 | - | 0 | 0 | 0 | 0 | #DIV/0! | #DIV/0! | 0
0 | 0 | - | 0 | 0 | 0 | 0 | #DIV/0! | #DIV/0! | 0
0 | 0 | - | 0 | 0 | 0 | 0 | #DIV/0! | #DIV/0! | 0
0 | 0 | - | 0 | 0 | 0 | 0 | #DIV/0! | #DIV/0! | 0
0 | 0 | - | 0 | 0 | 0 | 0 | #DIV/0! | #DIV/0! | 0
0 | 0 | - | 0 | 0 | 0 | 0 | #DIV/0! | #DIV/0! | 0
0 | 0 | - | 0 | 0 | 0 | 0 | #DIV/0! | #DIV/0! | 0
0 | 0 | - | 0 | 0 | 0 | 0 | #DIV/0! | #DIV/0! | 0
0 | 0 | - | 0 | 0 | 0 | 0 | #DIV/0! | #DIV/0! | 0
0 | 0 | - | 0 | 0 | 0 | 0 | #DIV/0! | #DIV/0! | 0
0 | 0 | - | 0 | 0 | 0 | 0 | #DIV/0! | #DIV/0! | 0
0 | 0 | - | 0 | 0 | 0 | 0 | #DIV/0! | #DIV/0! | 0
0 | 0 | - | 0 | 0 | 0 | 0 | #DIV/0! | #DIV/0! | 0
0 | 0 | - | 0 | 0 | 0 | 0 | #DIV/0! | #DIV/0! | 0
0 | 0 | - | 0 | 0 | 0 | 0 | #DIV/0! | #DIV/0! | 0
0 | 0 | - | 0 | 0 | 0 | 0 | #DIV/0! | #DIV/0! | 0
0 | 0 | - | 0 | 0 | 0 | 0 | #DIV/0! | #DIV/0! | 0
0 | 0 | - | 0 | 0 | 0 | 0 | #DIV/0! | #DIV/0! | 0
0 | 0 | - | 0 | 0 | 0 | 0 | #DIV/0! | #DIV/0! | 0
0 | 0 | - | 0 | 0 | 0 | 0 | #DIV/0! | #DIV/0! | 0
0 | 0 | - | 0 | 0 | 0 | 0 | #DIV/0! | #DIV/0! | 0
0 | 0 | - | 0 | 0 | 0 | 0 | #DIV/0! | #DIV/0! | 0
0 | 0 | - | 0 | 0 | 0 | 0 | #DIV/0! | #DIV/0! | 0
0 | 0 | - | 0 | 0 | 0 | 0 | #DIV/0! | #DIV/0! | 0
0 | 0 | - | 0 | 0 | 0 | 0 | #DIV/0! | #DIV/0! | 0
0 | 0 | - | 0 | 0 | 0 | 0 | #DIV/0! | #DIV/0! | 0
0 | 0 | - | 0 | 0 | 0 | 0 | #DIV/0! | #DIV/0! | 0
0 | 0 | - | 0 | 0 | 0 | 0 | #DIV/0! | #DIV/0! | 0
0 | 0 | - | 0 | 0 | 0 | 0 | #DIV/0! | #DIV/0! | 0
0 | 0 | - | 0 | 0 | 0 | 0 | #DIV/0! | #DIV/0! | 0
0 | 0 | - | 0 | 0 | 0 | 0 | #DIV/0! | #DIV/0! | 0
0 | 0 | - | 0 | 0 | 0 | 0 | #DIV/0! | #DIV/0! | 0
0 | 0 | - | 0 | 0 | 0 | 0 | #DIV/0! | #DIV/0! | 0
0 | 0 | - | 0 | 0 | 0 | 0 | #DIV/0! | #DIV/0! | 0
0 | 0 | - | 0 | 0 | 0 | 0 | #DIV/0! | #DIV/0! | 0
0 | 0 | - | 0 | 0 | 0 | 0 | #DIV/0! | #DIV/0! | 0
0 | 0 | - | 0 | 0 | 0 | 0 | #DIV/0! | #DIV/0! | 0
0 | 0 | - | 0 | 0 | 0 | 0 | #DIV/0! | #DIV/0! | 0
0 | 0 | - | 0 | 0 | 0 | 0 | #DIV/0! | #DIV/0! | 0
0 | 0 | - | 0 | 0 | 0 | 0 | #DIV/0! | #DIV/0! | 0
0 | 0 | - | 0 | 0 | 0 | 0 | #DIV/0! | #DIV/0! | 0
0 | 0 | - | 0 | 0 | 0 | 0 | #DIV/0! | #DIV/0! | 0
0 | 0 | - | 0 | 0 | 0 | 0 | #DIV/0! | #DIV/0! | 0
0 | 0 | - | 0 | 0 | 0 | 0 | #DIV/0! | #DIV/0! | 0
0 | 0 | - | 0 | 0 | 0 | 0 | #DIV/0! | #DIV/0! | 0
0 | 0 | - | 0 | 0 | 0 | 0 | #DIV/0! | #DIV/0! | 0
0 | 0 | - | 0 | 0 | 0 | 0 | #DIV/0! | #DIV/0! | 0
0 | 0 | - | 0 | 0 | 0 | 0 | #DIV/0! | #DIV/0! | 0
0 | 0 | - | 0 | 0 | 0 | 0 | #DIV/0! | #DIV/0! | 0
0 | 0 | - | 0 | 0 | 0 | 0 | #DIV/0! | #DIV/0! | 0
0 | 0 | - | 0 | 0 | 0 | 0 | #DIV/0! | #DIV/0! | 0
0 | 0 | - | 0 | 0 | 0 | 0 | #DIV/0! | #DIV/0! | 0
0 | 0 | - | 0 | 0 | 0 | 0 | #DIV/0! | #DIV/0! | 0
0 | 0 | - | 0 | 0 | 0 | 0 | #DIV/0! | #DIV/0! | 0
0 | 0 | - | 0 | 0 | 0 | 0 | #DIV/0! | #DIV/0! | 0
0 | 0 | - | 0 | 0 | 0 | 0 | #DIV/0! | #DIV/0! | 0
0 | 0 | - | 0 | 0 | 0 | 0 | #DIV/0! | #DIV/0! | 0
0 | 0 | - | 0 | 0 | 0 | 0 | #DIV/0! | #DIV/0! | 0
0 | 0 | - | 0 | 0 | 0 | 0 | #DIV/0! | #DIV/0! | 0
0 | 0 | - | 0 | 0 | 0 | 0 | #DIV/0! | #DIV/0! | 0
0 | 0 | - | 0 | 0 | 0 | 0 | #DIV/0! | #DIV/0! | 0
0 | 0 | - | 0 | 0 | 0 | 0 | #DIV/0! | #DIV/0! | 0
0 | 0 | - | 0 | 0 | 0 | 0 | #DIV/0! | #DIV/0! | 0
0 | 0 | - | 0 | 0 | 0 | 0 | #DIV/0! | #DIV/0! | 0
0 | 0 | - | 0 | 0 | 0 | 0 | #DIV/0! | #DIV/0! | 0
0 | 0 | - | 0 | 0 | 0 | 0 | #DIV/0! | #DIV/0! | 0
0 | 0 | - | 0 | 0 | 0 | 0 | #DIV/0! | #DIV/0! | 0
0 | 0 | - | 0 | 0 | 0 | 0 | #DIV/0! | #DIV/0! | 0
0 | 0 | - | 0 | 0 | 0 | 0 | #DIV/0! | #DIV/0! | 0
0 | 0 | - | 0 | 0 | 0 | 0 | #DIV/0! | #DIV/0! | 0
0 | 0 | - | 0 | 0 | 0 | 0 | #DIV/0! | #DIV/0! | 0
0 | 0 | - | 0 | 0 | 0 | 0 | #DIV/0! | #DIV/0! | 0
0 | 0 | - | 0 | 0 | 0 | 0 | #DIV/0! | #DIV/0! | 0
0 | 0 | - | 0 | 0 | 0 | 0 | #DIV/0! | #DIV/0! | 0
0 | 0 | - | 0 | 0 | 0 | 0 | #DIV/0! | #DIV/0! | 0
0 | 0 | - | 0 | 0 | 0 | 0 | #DIV/0! | #DIV/0! | 0
0 | 0 | - | 0 | 0 | 0 | 0 | #DIV/0! | #DIV/0! | 0
0 | 0 | - | 0 | 0 | 0 | 0 | #DIV/0! | #DIV/0! | 0
0 | 0 | - | 0 | 0 | 0 | 0 | #DIV/0! | #DIV/0! | 0
0 | 0 | - | 0 | 0 | 0 | 0 | #DIV/0! | #DIV/0! | 0
0 | 0 | - | 0 | 0 | 0 | 0 | #DIV/0! | #DIV/0! | 0
0 | 0 | - | 0 | 0 | 0 | 0 | #DIV/0! | #DIV/0! | 0
0 | 0 | - | 0 | 0 | 0 | 0 | #DIV/0! | #DIV/0! | 0
0 | 0 | - | 0 | 0 | 0 | 0 | #DIV/0! | #DIV/0! | 0
0 | 0 | - | 0 | 0 | 0 | 0 | #DIV/0! | #DIV/0! | 0
0 | 0 | - | 0 | 0 | 0 | 0 | #DIV/0! | #DIV/0! | 0
0 | 0 | - | 0 | 0 | 0 | 0 | #DIV/0! | #DIV/0! | 0
0 | 0 | - | 0 | 0 | 0 | 0 | #DIV/0! | #DIV/0! | 0
0 | 0 | - | 0 | 0 | 0 | 0 | #DIV/0! | #DIV/0! | 0
0 | 0 | - | 0 | 0 | 0 | 0 | #DIV/0! | #DIV/0! | 0
0 | 0 | - | 0 | 0 | 0 | 0 | #DIV/0! | #DIV/0! | 0
0 | 0 | - | 0 | 0 | 0 | 0 | #DIV/0! | #DIV/0! | 0
0 | 0 | - | 0 | 0 | 0 | 0 | #DIV/0! | #DIV/0! | 0
0 | 0 | - | 0 | 0 | 0 | 0 | #DIV/0! | #DIV/0! | 0
0 | 0 | - | 0 | 0 | 0 | 0 | #DIV/0! | #DIV/0! | 0
0 | 0 | - | 0 | 0 | 0 | 0 | #DIV/0! | #DIV/0! | 0
0 | 0 | - | 0 | 0 | 0 | 0 | #DIV/0! | #DIV/0! | 0
0 | 0 | - | 0 | 0 | 0 | 0 | #DIV/0! | #DIV/0! | 0
0 | 0 | - | 0 | 0 | 0 | 0 | #DIV/0! | #DIV/0! | 0
0 | 0 | - | 0 | 0 | 0 | 0 | #DIV/0! | #DIV/0! | 0
0 | 0 | - | 0 | 0 | 0 | 0 | #DIV/0! | #DIV/0! | 0
0 | 0 | - | 0 | 0 | 0 | 0 | #DIV/0! | #DIV/0! | 0
0 | 0 | - | 0 | 0 | 0 | 0 | #DIV/0! | #DIV/0! | 0
0 | 0 | - | 0 | 0 | 0 | 0 | #DIV/0! | #DIV/0! | 0
0 | 0 | - | 0 | 0 | 0 | 0 | #DIV/0! | #DIV/0! | 0
0 | 0 | - | 0 | 0 | 0 | 0 | #DIV/0! | #DIV/0! | 0
0 | 0 | - | 0 | 0 | 0 | 0 | #DIV/0! | #DIV/0! | 0
0 | 0 | - | 0 | 0 | 0 | 0 | #DIV/0! | #DIV/0! | 0
0 | 0 | - | 0 | 0 | 0 | 0 | #DIV/0! | #DIV/0! | 0
0 | 0 | - | 0 | 0 | 0 | 0 | #DIV/0! | #DIV/0! | 0
0 | 0 | - | 0 | 0 | 0 | 0 | #DIV/0! | #DIV/0! | 0
0 | 0 | - | 0 | 0 | 0 | 0 | #DIV/0! | #DIV/0! | 0
0 | 0 | - | 0 | 0 | 0 | 0 | #DIV/0! | #DIV/0! | 0
0 | 0 | - | 0 | 0 | 0 | 0 | #DIV/0! | #DIV/0! | 0
0 | 0 | - | 0 | 0 | 0 | 0 | #DIV/0! | #DIV/0! | 0
0 | 0 | - | 0 | 0 | 0 | 0 | #DIV/0! | #DIV/0! | 0
0 | 0 | - | 0 | 0 | 0 | 0 | #DIV/0! | #DIV/0! | 0
0 | 0 | - | 0 | 0 | 0 | 0 | #DIV/0! | #DIV/0! | 0
0 | 0 | - | 0 | 0 | 0 | 0 | #DIV/0! | #DIV/0! | 0
0 | 0 | - | 0 | 0 | 0 | 0 | #DIV/0! | #DIV/0! | 0
0 | 0 | - | 0 | 0 | 0 | 0 | #DIV/0! | #DIV/0! | 0
0 | 0 | - | 0 | 0 | 0 | 0 | #DIV/0! | #DIV/0! | 0
0 | 0 | - | 0 | 0 | 0 | 0 | #DIV/0! | #DIV/0! | 0
0 | 0 | - | 0 | 0 | 0 | 0 | #DIV/0! | #DIV/0! | 0
0 | 0 | - | 0 | 0 | 0 | 0 | #DIV/0! | #DIV/0! | 0
0 | 0 | - | 0 | 0 | 0 | 0 | #DIV/0! | #DIV/0! | 0
0 | 0 | - | 0 | 0 | 0 | 0 | #DIV/0! | #DIV/0! | 0
0 | 0 | - | 0 | 0 | 0 | 0 | #DIV/0! | #DIV/0! | 0
0 | 0 | - | 0 | 0 | 0 | 0 | #DIV/0! | #DIV/0! | 0
0 | 0 | - | 0 | 0 | 0 | 0 | #DIV/0! | #DIV/0! | 0
0 | 0 | - | 0 | 0 | 0 | 0 | #DIV/0! | #DIV/0! | 0
0 | 0 | - | 0 | 0 | 0 | 0 | #DIV/0! | #DIV/0! | 0
0 | 0 | - | 0 | 0 | 0 | 0 | #DIV/0! | #DIV/0! | 0
0 | 0 | - | 0 | 0 | 0 | 0 | #DIV/0! | #DIV/0! | 0
0 | 0 | - | 0 | 0 | 0 | 0 | #DIV/0! | #DIV/0! | 0
0 | 0 | - | 0 | 0 | 0 | 0 | #DIV/0! | #DIV/0! | 0
0 | 0 | - | 0 | 0 | 0 | 0 | #DIV/0! | #DIV/0! | 0
0 | 0 | - | 0 | 0 | 0 | 0 | #DIV/0! | #DIV/0! | 0
0 | 0 | - | 0 | 0 | 0 | 0 | #DIV/0! | #DIV/0! | 0
0 | 0 | - | 0 | 0 | 0 | 0 | #DIV/0! | #DIV/0! | 0
0 | 0 | - | 0 | 0 | 0 | 0 | #DIV/0! | #DIV/0! | 0
0 | 0 | - | 0 | 0 | 0 | 0 | #DIV/0! | #DIV/0! | 0
0 | 0 | - | 0 | 0 | 0 | 0 | #DIV/0! | #DIV/0! | 0
0 | 0 | - | 0 | 0 | 0 | 0 | #DIV/0! | #DIV/0! | 0
0 | 0 | - | 0 | 0 | 0 | 0 | #DIV/0! | #DIV/0! | 0
0 | 0 | - | 0 | 0 | 0 | 0 | #DIV/0! | #DIV/0! | 0
0 | 0 | - | 0 | 0 | 0 | 0 | #DIV/0! | #DIV/0! | 0
0 | 0 | - | 0 | 0 | 0 | 0 | #DIV/0! | #DIV/0! | 0
0 | 0 | - | 0 | 0 | 0 | 0 | #DIV/0! | #DIV/0! | 0
0 | 0 | - | 0 | 0 | 0 | 0 | #DIV/0! | #DIV/0! | 0
0 | 0 | - | 0 | 0 | 0 | 0 | #DIV/0! | #DIV/0! | 0
0 | 0 | - | 0 | 0 | 0 | 0 | #DIV/0! | #DIV/0! | 0
0 | 0 | - | 0 | 0 | 0 | 0 | #DIV/0! | #DIV/0! | 0
0 | 0 | - | 0 | 0 | 0 | 0 | #DIV/0! | #DIV/0! | 0
0 | 0 | - | 0 | 0 | 0 | 0 | #DIV/0! | #DIV/0! | 0
0 | 0 | - | 0 | 0 | 0 | 0 | #DIV/0! | #DIV/0! | 0
0 | 0 | - | 0 | 0 | 0 | 0 | #DIV/0! | #DIV/0! | 0
0 | 0 | - | 0 | 0 | 0 | 0 | #DIV/0! | #DIV/0! | 0
0 | 0 | - | 0 | 0 | 0 | 0 | #DIV/0! | #DIV/0! | 0
0 | 0 | - | 0 | 0 | 0 | 0 | #DIV/0! | #DIV/0! | 0
0 | 0 | - | 0 | 0 | 0 | 0 | #DIV/0! | #DIV/0! | 0
0 | 0 | - | 0 | 0 | 0 | 0 | #DIV/0! | #DIV/0! | 0
0 | 0 | - | 0 | 0 | 0 | 0 | #DIV/0! | #DIV/0! | 0
0 | 0 | - | 0 | 0 | 0 | 0 | #DIV/0! | #DIV/0! | 0
0 | 0 | - | 0 | 0 | 0 | 0 | #DIV/0! | #DIV/0! | 0
0 | 0 | - | 0 | 0 | 0 | 0 | #DIV/0! | #DIV/0! | 0
0 | 0 | - | 0 | 0 | 0 | 0 | #DIV/0! | #DIV/0! | 0
0 | 0 | - | 0 | 0 | 0 | 0 | #DIV/0! | #DIV/0! | 0
0 | 0 | - | 0 | 0 | 0 | 0 | #DIV/0! | #DIV/0! | 0
0 | 0 | - | 0 | 0 | 0 | 0 | #DIV/0! | #DIV/0! | 0
0 | 0 | - | 0 | 0 | 0 | 0 | #DIV/0! | #DIV/0! | 0
0 | 0 | - | 0 | 0 | 0 | 0 | #DIV/0! | #DIV/0! | 0
0 | 0 | - | 0 | 0 | 0 | 0 | #DIV/0! | #DIV/0! | 0
0 | 0 | - | 0 | 0 | 0 | 0 | #DIV/0! | #DIV/0! | 0
0 | 0 | - | 0 | 0 | 0 | 0 | #DIV/0! | #DIV/0! | 0
0 | 0 | - | 0 | 0 | 0 | 0 | #DIV/0! | #DIV/0! | 0
0 | 0 | - | 0 | 0 | 0 | 0 | #DIV/0! | #DIV/0! | 0
0 | 0 | - | 0 | 0 | 0 | 0 | #DIV/0! | #DIV/0! | 0
0 | 0 | - | 0 | 0 | 0 | 0 | #DIV/0! | #DIV/0! | 0
0 | 0 | - | 0 | 0 | 0 | 0 | #DIV/0! | #DIV/0! | 0
0 | 0 | - | 0 | 0 | 0 | 0 | #DIV/0! | #DIV/0! | 0
0 | 0 | - | 0 | 0 | 0 | 0 | #DIV/0! | #DIV/0! | 0
0 | 0 | - | 0 | 0 | 0 | 0 | #DIV/0! | #DIV/0! | 0
0 | 0 | - | 0 | 0 | 0 | 0 | #DIV/0! | #DIV/0! | 0
0 | 0 | - | 0 | 0 | 0 | 0 | #DIV/0! | #DIV/0! | 0
0 | 0 | - | 0 | 0 | 0 | 0 | #DIV/0! | #DIV/0! | 0
0 | 0 | - | 0 | 0 | 0 | 0 | #DIV/0! | #DIV/0! | 0
0 | 0 | - | 0 | 0 | 0 | 0 | #DIV/0! | #DIV/0! | 0
0 | 0 | - | 0 | 0 | 0 | 0 | #DIV/0! | #DIV/0! | 0
0 | 0 | - | 0 | 0 | 0 | 0 | #DIV/0! | #DIV/0! | 0
0 | 0 | - | 0 | 0 | 0 | 0 | #DIV/0! | #DIV/0! | 0
0 | 0 | - | 0 | 0 | 0 | 0 | #DIV/0! | #DIV/0! | 0
0 | 0 | - | 0 | 0 | 0 | 0 | #DIV/0! | #DIV/0! | 0
0 | 0 | - | 0 | 0 | 0 | 0 | #DIV/0! | #DIV/0! | 0
0 | 0 | - | 0 | 0 | 0 | 0 | #DIV/0! | #DIV/0! | 0
0 | 0 | - | 0 | 0 | 0 | 0 | #DIV/0! | #DIV/0! | 0
0 | 0 | - | 0 | 0 | 0 | 0 | #DIV/0! | #DIV/0! | 0
0 | 0 | - | 0 | 0 | 0 | 0 | #DIV/0! | #DIV/0! | 0
0 | 0 | - | 0 | 0 | 0 | 0 | #DIV/0! | #DIV/0! | 0
0 | 0 | - | 0 | 0 | 0 | 0 | #DIV/0! | #DIV/0! | 0
0 | 0 | - | 0 | 0 | 0 | 0 | #DIV/0! | #DIV/0! | 0
0 | 0 | - | 0 | 0 | 0 | 0 | #DIV/0! | #DIV/0! | 0
0 | 0 | - | 0 | 0 | 0 | 0 | #DIV/0! | #DIV/0! | 0
0 | 0 | - | 0 | 0 | 0 | 0 | #DIV/0! | #DIV/0! | 0
0 | 0 | - | 0 | 0 | 0 | 0 | #DIV/0! | #DIV/0! | 0
0 | 0 | - | 0 | 0 | 0 | 0 | #DIV/0! | #DIV/0! | 0
0 | 0 | - | 0 | 0 | 0 | 0 | #DIV/0! | #DIV/0! | 0
0 | 0 | - | 0 | 0 | 0 | 0 | #DIV/0! | #DIV/0! | 0
0 | 0 | - | 0 | 0 | 0 | 0 | #DIV/0! | #DIV/0! | 0
0 | 0 | - | 0 | 0 | 0 | 0 | #DIV/0! | #DIV/0! | 0
0 | 0 | - | 0 | 0 | 0 | 0 | #DIV/0! | #DIV/0! | 0
0 | 0 | - | 0 | 0 | 0 | 0 | #DIV/0! | #DIV/0! | 0
0 | 0 | - | 0 | 0 | 0 | 0 | #DIV/0! | #DIV/0! | 0
0 | 0 | - | 0 | 0 | 0 | 0 | #DIV/0! | #DIV/0! | 0
0 | 0 | - | 0 | 0 | 0 | 0 | #DIV/0! | #DIV/0! | 0
0 | 0 | - | 0 | 0 | 0 | 0 | #DIV/0! | #DIV/0! | 0
0 | 0 | - | 0 | 0 | 0 | 0 | #DIV/0! | #DIV/0! | 0
0 | 0 | - | 0 | 0 | 0 | 0 | #DIV/0! | #DIV/0! | 0
0 | 0 | - | 0 | 0 | 0 | 0 | #DIV/0! | #DIV/0! | 0
0 | 0 | - | 0 | 0 | 0 | 0 | #DIV/0! | #DIV/0! | 0
0 | 0 | - | 0 | 0 | 0 | 0 | #DIV/0! | #DIV/0! | 0
0 | 0 | - | 0 | 0 | 0 | 0 | #DIV/0! | #DIV/0! | 0
0 | 0 | - | 0 | 0 | 0 | 0 | #DIV/0! | #DIV/0! | 0
0 | 0 | - | 0 | 0 | 0 | 0 | #DIV/0! | #DIV/0! | 0
0 | 0 | - | 0 | 0 | 0 | 0 | #DIV/0! | #DIV/0! | 0
0 | 0 | - | 0 | 0 | 0 | 0 | #DIV/0! | #DIV/0! | 0
0 | 0 | - | 0 | 0 | 0 | 0 | #DIV/0! | #DIV/0! | 0
0 | 0 | - | 0 | 0 | 0 | 0 | #DIV/0! | #DIV/0! | 0
0 | 0 | - | 0 | 0 | 0 | 0 | #DIV/0! | #DIV/0! | 0
0 | 0 | - | 0 | 0 | 0 | 0 | #DIV/0! | #DIV/0! | 0
0 | 0 | - | 0 | 0 | 0 | 0 | #DIV/0! | #DIV/0! | 0
0 | 0 | - | 0 | 0 | 0 | 0 | #DIV/0! | #DIV/0! | 0
0 | 0 | - | 0 | 0 | 0 | 0 | #DIV/0! | #DIV/0! | 0
0 | 0 | - | 0 | 0 | 0 | 0 | #DIV/0! | #DIV/0! | 0
0 | 0 | - | 0 | 0 | 0 | 0 | #DIV/0! | #DIV/0! | 0
0 | 0 | - | 0 | 0 | 0 | 0 | #DIV/0! | #DIV/0! | 0
0 | 0 | - | 0 | 0 | 0 | 0 | #DIV/0! | #DIV/0! | 0
0 | 0 | - | 0 | 0 | 0 | 0 | #DIV/0! | #DIV/0! | 0
0 | 0 | - | 0 | 0 | 0 | 0 | #DIV/0! | #DIV/0! | 0
0 | 0 | - | 0 | 0 | 0 | 0 | #DIV/0! | #DIV/0! | 0
0 | 0 | - | 0 | 0 | 0 | 0 | #DIV/0! | #DIV/0! | 0
0 | 0 | - | 0 | 0 | 0 | 0 | #DIV/0! | #DIV/0! | 0
0 | 0 | - | 0 | 0 | 0 | 0 | #DIV/0! | #DIV/0! | 0
0 | 0 | - | 0 | 0 | 0 | 0 | #DIV/0! | #DIV/0! | 0
0 | 0 | - | 0 | 0 | 0 | 0 | #DIV/0! | #DIV/0! | 0
0 | 0 | - | 0 | 0 | 0 | 0 | #DIV/0! | #DIV/0! | 0
0 | 0 | - | 0 | 0 | 0 | 0 | #DIV/0! | #DIV/0! | 0
0 | 0 | - | 0 | 0 | 0 | 0 | #DIV/0! | #DIV/0! | 0
0 | 0 | - | 0 | 0 | 0 | 0 | #DIV/0! | #DIV/0! | 0
0 | 0 | - | 0 | 0 | 0 | 0 | #DIV/0! | #DIV/0! | 0
0 | 0 | - | 0 | 0 | 0 | 0 | #DIV/0! | #DIV/0! | 0
0 | 0 | - | 0 | 0 | 0 | 0 | #DIV/0! | #DIV/0! | 0
0 | 0 | - | 0 | 0 | 0 | 0 | #DIV/0! | #DIV/0! | 0
0 | 0 | - | 0 | 0 | 0 | 0 | #DIV/0! | #DIV/0! | 0
0 | 0 | - | 0 | 0 | 0 | 0 | #DIV/0! | #DIV/0! | 0
0 | 0 | - | 0 | 0 | 0 | 0 | #DIV/0! | #DIV/0! | 0
0 | 0 | - | 0 | 0 | 0 | 0 | #DIV/0! | #DIV/0! | 0
0 | 0 | - | 0 | 0 | 0 | 0 | #DIV/0! | #DIV/0! | 0
0 | 0 | - | 0 | 0 | 0 | 0 | #DIV/0! | #DIV/0! | 0
0 | 0 | - | 0 | 0 | 0 | 0 | #DIV/0! | #DIV/0! | 0
0 | 0 | - | 0 | 0 | 0 | 0 | #DIV/0! | #DIV/0! | 0
0 | 0 | - | 0 | 0 | 0 | 0 | #DIV/0! | #DIV/0! | 0
0 | 0 | - | 0 | 0 | 0 | 0 | #DIV/0! | #DIV/0! | 0
0 | 0 | - | 0 | 0 | 0 | 0 | #DIV/0! | #DIV/0! | 0
0 | 0 | - | 0 | 0 | 0 | 0 | #DIV/0! | #DIV/0! | 0
0 | 0 | - | 0 | 0 | 0 | 0 | #DIV/0! | #DIV/0! | 0
0 | 0 | - | 0 | 0 | 0 | 0 | #DIV/0! | #DIV/0! | 0
0 | 0 | - | 0 | 0 | 0 | 0 | #DIV/0! | #DIV/0! | 0
0 | 0 | - | 0 | 0 | 0 | 0 | #DIV/0! | #DIV/0! | 0
0 | 0 | - | 0 | 0 | 0 | 0 | #DIV/0! | #DIV/0! | 0
0 | 0 | - | 0 | 0 | 0 | 0 | #DIV/0! | #DIV/0! | 0
0 | 0 | - | 0 | 0 | 0 | 0 | #DIV/0! | #DIV/0! | 0
0 | 0 | - | 0 | 0 | 0 | 0 | #DIV/0! | #DIV/0! | 0
0 | 0 | - | 0 | 0 | 0 | 0 | #DIV/0! | #DIV/0! | 0
0 | 0 | - | 0 | 0 | 0 | 0 | #DIV/0! | #DIV/0! | 0
0 | 0 | - | 0 | 0 | 0 | 0 | #DIV/0! | #DIV/0! | 0
0 | 0 | - | 0 | 0 | 0 | 0 | #DIV/0! | #DIV/0! | 0
0 | 0 | - | 0 | 0 | 0 | 0 | #DIV/0! | #DIV/0! | 0
0 | 0 | - | 0 | 0 | 0 | 0 | #DIV/0! | #DIV/0! | 0
0 | 0 | - | 0 | 0 | 0 | 0 | #DIV/0! | #DIV/0! | 0
0 | 0 | - | 0 | 0 | 0 | 0 | #DIV/0! | #DIV/0! | 0
0 | 0 | - | 0 | 0 | 0 | 0 | #DIV/0! | #DIV/0! | 0
0 | 0 | - | 0 | 0 | 0 | 0 | #DIV/0! | #DIV/0! | 0
0 | 0 | - | 0 | 0 | 0 | 0 | #DIV/0! | #DIV/0! | 0
0 | 0 | - | 0 | 0 | 0 | 0 | #DIV/0! | #DIV/0! | 0
0 | 0 | - | 0 | 0 | 0 | 0 | #DIV/0! | #DIV/0! | 0
0 | 0 | - | 0 | 0 | 0 | 0 | #DIV/0! | #DIV/0! | 0
0 | 0 | - | 0 | 0 | 0 | 0 | #DIV/0! | #DIV/0! | 0
0 | 0 | - | 0 | 0 | 0 | 0 | #DIV/0! | #DIV/0! | 0
0 | 0 | - | 0 | 0 | 0 | 0 | #DIV/0! | #DIV/0! | 0
0 | 0 | - | 0 | 0 | 0 | 0 | #DIV/0! | #DIV/0! | 0
0 | 0 | - | 0 | 0 | 0 | 0 | #DIV/0! | #DIV/0! | 0
0 | 0 | - | 0 | 0 | 0 | 0 | #DIV/0! | #DIV/0! | 0
0 | 0 | - | 0 | 0 | 0 | 0 | #DIV/0! | #DIV/0! | 0
0 | 0 | - | 0 | 0 | 0 | 0 | #DIV/0! | #DIV/0! | 0
0 | 0 | - | 0 | 0 | 0 | 0 | #DIV/0! | #DIV/0! | 0
0 | 0 | - | 0 | 0 | 0 | 0 | #DIV/0! | #DIV/0! | 0
0 | 0 | - | 0 | 0 | 0 | 0 | #DIV/0! | #DIV/0! | 0
0 | 0 | - | 0 | 0 | 0 | 0 | #DIV/0! | #DIV/0! | 0
0 | 0 | - | 0 | 0 | 0 | 0 | #DIV/0! | #DIV/0! | 0
0 | 0 | - | 0 | 0 | 0 | 0 | #DIV/0! | #DIV/0! | 0
0 | 0 | - | 0 | 0 | 0 | 0 | #DIV/0! | #DIV/0! | 0
0 | 0 | - | 0 | 0 | 0 | 0 | #DIV/0! | #DIV/0! | 0
0 | 0 | - | 0 | 0 | 0 | 0 | #DIV/0! | #DIV/0! | 0
0 | 0 | - | 0 | 0 | 0 | 0 | #DIV/0! | #DIV/0! | 0
0 | 0 | - | 0 | 0 | 0 | 0 | #DIV/0! | #DIV/0! | 0
0 | 0 | - | 0 | 0 | 0 | 0 | #DIV/0! | #DIV/0! | 0
0 | 0 | - | 0 | 0 | 0 | 0 | #DIV/0! | #DIV/0! | 0
0 | 0 | - | 0 | 0 | 0 | 0 | #DIV/0! | #DIV/0! | 0
0 | 0 | - | 0 | 0 | 0 | 0 | #DIV/0! | #DIV/0! | 0
0 | 0 | - | 0 | 0 | 0 | 0 | #DIV/0! | #DIV/0! | 0
0 | 0 | - | 0 | 0 | 0 | 0 | #DIV/0! | #DIV/0! | 0
0 | 0 | - | 0 | 0 | 0 | 0 | #DIV/0! | #DIV/0! | 0
0 | 0 | - | 0 | 0 | 0 | 0 | #DIV/0! | #DIV/0! | 0
0 | 0 | - | 0 | 0 | 0 | 0 | #DIV/0! | #DIV/0! | 0
0 | 0 | - | 0 | 0 | 0 | 0 | #DIV/0! | #DIV/0! | 0
0 | 0 | - | 0 | 0 | 0 | 0 | #DIV/0! | #DIV/0! | 0
0 | 0 | - | 0 | 0 | 0 | 0 | #DIV/0! | #DIV/0! | 0
0 | 0 | - | 0 | 0 | 0 | 0 | #DIV/0! | #DIV/0! | 0
0 | 0 | - | 0 | 0 | 0 | 0 | #DIV/0! | #DIV/0! | 0
0 | 0 | - | 0 | 0 | 0 | 0 | #DIV/0! | #DIV/0! | 0
0 | 0 | - | 0 | 0 | 0 | 0 | #DIV/0! | #DIV/0! | 0
0 | 0 | - | 0 | 0 | 0 | 0 | #DIV/0! | #DIV/0! | 0
0 | 0 | - | 0 | 0 | 0 | 0 | #DIV/0! | #DIV/0! | 0
0 | 0 | - | 0 | 0 | 0 | 0 | #DIV/0! | #DIV/0! | 0
0 | 0 | - | 0 | 0 | 0 | 0 | #DIV/0! | #DIV/0! | 0
0 | 0 | - | 0 | 0 | 0 | 0 | #DIV/0! | #DIV/0! | 0
0 | 0 | - | 0 | 0 | 0 | 0 | #DIV/0! | #DIV/0! | 0
0 | 0 | - | 0 | 0 | 0 | 0 | #DIV/0! | #DIV/0! | 0
0 | 0 | - | 0 | 0 | 0 | 0 | #DIV/0! | #DIV/0! | 0
0 | 0 | - | 0 | 0 | 0 | 0 | #DIV/0! | #DIV/0! | 0
0 | 0 | - | 0 | 0 | 0 | 0 | #DIV/0! | #DIV/0! | 0
0 | 0 | - | 0 | 0 | 0 | 0 | #DIV/0! | #DIV/0! | 0
0 | 0 | - | 0 | 0 | 0 | 0 | #DIV/0! | #DIV/0! | 0
0 | 0 | - | 0 | 0 | 0 | 0 | #DIV/0! | #DIV/0! | 0
0 | 0 | - | 0 | 0 | 0 | 0 | #DIV/0! | #DIV/0! | 0
0 | 0 | - | 0 | 0 | 0 | 0 | #DIV/0! | #DIV/0! | 0
0 | 0 | - | 0 | 0 | 0 | 0 | #DIV/0! | #DIV/0! | 0
0 | 0 | - | 0 | 0 | 0 | 0 | #DIV/0! | #DIV/0! | 0
0 | 0 | - | 0 | 0 | 0 | 0 | #DIV/0! | #DIV/0! | 0
0 | 0 | - | 0 | 0 | 0 | 0 | #DIV/0! | #DIV/0! | 0
0 | 0 | - | 0 | 0 | 0 | 0 | #DIV/0! | #DIV/0! | 0
0 | 0 | - | 0 | 0 | 0 | 0 | #DIV/0! | #DIV/0! | 0
0 | 0 | - | 0 | 0 | 0 | 0 | #DIV/0! | #DIV/0! | 0
0 | 0 | - | 0 | 0 | 0 | 0 | #DIV/0! | #DIV/0! | 0
0 | 0 | - | 0 | 0 | 0 | 0 | #DIV/0! | #DIV/0! | 0
0 | 0 | - | 0 | 0 | 0 | 0 | #DIV/0! | #DIV/0! | 0
0 | 0 | - | 0 | 0 | 0 | 0 | #DIV/0! | #DIV/0! | 0
0 | 0 | - | 0 | 0 | 0 | 0 | #DIV/0! | #DIV/0! | 0
0 | 0 | - | 0 | 0 | 0 | 0 | #DIV/0! | #DIV/0! | 0
0 | 0 | - | 0 | 0 | 0 | 0 | #DIV/0! | #DIV/0! | 0
0 | 0 | - | 0 | 0 | 0 | 0 | #DIV/0! | #DIV/0! | 0
0 | 0 | - | 0 | 0 | 0 | 0 | #DIV/0! | #DIV/0! | 0
0 | 0 | - | 0 | 0 | 0 | 0 | #DIV/0! | #DIV/0! | 0
0 | 0 | - | 0 | 0 | 0 | 0 | #DIV/0! | #DIV/0! | 0
0 | 0 | - | 0 | 0 | 0 | 0 | #DIV/0! | #DIV/0! | 0
0 | 0 | - | 0 | 0 | 0 | 0 | #DIV/0! | #DIV/0! | 0
0 | 0 | - | 0 | 0 | 0 | 0 | #DIV/0! | #DIV/0! | 0
0 | 0 | - | 0 | 0 | 0 | 0 | #DIV/0! | #DIV/0! | 0
0 | 0 | - | 0 | 0 | 0 | 0 | #DIV/0! | #DIV/0! | 0
0 | 0 | - | 0 | 0 | 0 | 0 | #DIV/0! | #DIV/0! | 0
0 | 0 | - | 0 | 0 | 0 | 0 | #DIV/0! | #DIV/0! | 0
0 | 0 | - | 0 | 0 | 0 | 0 | #DIV/0! | #DIV/0! | 0
0 | 0 | - | 0 | 0 | 0 | 0 | #DIV/0! | #DIV/0! | 0
0 | 0 | - | 0 | 0 | 0 | 0 | #DIV/0! | #DIV/0! | 0
0 | 0 | - | 0 | 0 | 0 | 0 | #DIV/0! | #DIV/0! | 0
0 | 0 | - | 0 | 0 | 0 | 0 | #DIV/0! | #DIV/0! | 0
0 | 0 | - | 0 | 0 | 0 | 0 | #DIV/0! | #DIV/0! | 0
0 | 0 | - | 0 | 0 | 0 | 0 | #DIV/0! | #DIV/0! | 0
0 | 0 | - | 0 | 0 | 0 | 0 | #DIV/0! | #DIV/0! | 0
0 | 0 | - | 0 | 0 | 0 | 0 | #DIV/0! | #DIV/0! | 0
0 | 0 | - | 0 | 0 | 0 | 0 | #DIV/0! | #DIV/0! | 0
0 | 0 | - | 0 | 0 | 0 | 0 | #DIV/0! | #DIV/0! | 0
0 | 0 | - | 0 | 0 | 0 | 0 | #DIV/0! | #DIV/0! | 0
0 | 0 | - | 0 | 0 | 0 | 0 | #DIV/0! | #DIV/0! | 0
0 | 0 | - | 0 | 0 | 0 | 0 | #DIV/0! | #DIV/0! | 0
0 | 0 | - | 0 | 0 | 0 | 0 | #DIV/0! | #DIV/0! | 0
0 | 0 | - | 0 | 0 | 0 | 0 | #DIV/0! | #DIV/0! | 0
0 | 0 | - | 0 | 0 | 0 | 0 | #DIV/0! | #DIV/0! | 0
0 | 0 | - | 0 | 0 | 0 | 0 | #DIV/0! | #DIV/0! | 0
0 | 0 | - | 0 | 0 | 0 | 0 | #DIV/0! | #DIV/0! | 0
0 | 0 | - | 0 | 0 | 0 | 0 | #DIV/0! | #DIV/0! | 0
0 | 0 | - | 0 | 0 | 0 | 0 | #DIV/0! | #DIV/0! | 0
0 | 0 | - | 0 | 0 | 0 | 0 | #DIV/0! | #DIV/0! | 0
0 | 0 | - | 0 | 0 | 0 | 0 | #DIV/0! | #DIV/0! | 0
0 | 0 | - | 0 | 0 | 0 | 0 | #DIV/0! | #DIV/0! | 0
0 | 0 | - | 0 | 0 | 0 | 0 | #DIV/0! | #DIV/0! | 0
0 | 0 | - | 0 | 0 | 0 | 0 | #DIV/0! | #DIV/0! | 0
0 | 0 | - | 0 | 0 | 0 | 0 | #DIV/0! | #DIV/0! | 0
0 | 0 | - | 0 | 0 | 0 | 0 | #DIV/0! | #DIV/0! | 0
0 | 0 | - | 0 | 0 | 0 | 0 | #DIV/0! | #DIV/0! | 0
0 | 0 | - | 0 | 0 | 0 | 0 | #DIV/0! | #DIV/0! | 0
0 | 0 | - | 0 | 0 | 0 | 0 | #DIV/0! | #DIV/0! | 0
0 | 0 | - | 0 | 0 | 0 | 0 | #DIV/0! | #DIV/0! | 0
0 | 0 | - | 0 | 0 | 0 | 0 | #DIV/0! | #DIV/0! | 0
0 | 0 | - | 0 | 0 | 0 | 0 | #DIV/0! | #DIV/0! | 0
0 | 0 | - | 0 | 0 | 0 | 0 | #DIV/0! | #DIV/0! | 0
0 | 0 | - | 0 | 0 | 0 | 0 | #DIV/0! | #DIV/0! | 0
0 | 0 | - | 0 | 0 | 0 | 0 | #DIV/0! | #DIV/0! | 0
0 | 0 | - | 0 | 0 | 0 | 0 | #DIV/0! | #DIV/0! | 0
0 | 0 | - | 0 | 0 | 0 | 0 | #DIV/0! | #DIV/0! | 0
0 | 0 | - | 0 | 0 | 0 | 0 | #DIV/0! | #DIV/0! | 0
0 | 0 | - | 0 | 0 | 0 | 0 | #DIV/0! | #DIV/0! | 0
0 | 0 | - | 0 | 0 | 0 | 0 | #DIV/0! | #DIV/0! | 0
0 | 0 | - | 0 | 0 | 0 | 0 | #DIV/0! | #DIV/0! | 0
0 | 0 | - | 0 | 0 | 0 | 0 | #DIV/0! | #DIV/0! | 0
0 | 0 | - | 0 | 0 | 0 | 0 | #DIV/0! | #DIV/0! | 0
0 | 0 | - | 0 | 0 | 0 | 0 | #DIV/0! | #DIV/0! | 0
0 | 0 | - | 0 | 0 | 0 | 0 | #DIV/0! | #DIV/0! | 0
0 | 0 | - | 0 | 0 | 0 | 0 | #DIV/0! | #DIV/0! | 0
0 | 0 | - | 0 | 0 | 0 | 0 | #DIV/0! | #DIV/0! | 0
0 | 0 | - | 0 | 0 | 0 | 0 | #DIV/0! | #DIV/0! | 0
0 | 0 | - | 0 | 0 | 0 | 0 | #DIV/0! | #DIV/0! | 0
0 | 0 | - | 0 | 0 | 0 | 0 | #DIV/0! | #DIV/0! | 0
0 | 0 | - | 0 | 0 | 0 | 0 | #DIV/0! | #DIV/0! | 0
0 | 0 | - | 0 | 0 | 0 | 0 | #DIV/0! | #DIV/0! | 0
0 | 0 | - | 0 | 0 | 0 | 0 | #DIV/0! | #DIV/0! | 0
0 | 0 | - | 0 | 0 | 0 | 0 | #DIV/0! | #DIV/0! | 0
0 | 0 | - | 0 | 0 | 0 | 0 | #DIV/0! | #DIV/0! | 0
0 | 0 | - | 0 | 0 | 0 | 0 | #DIV/0! | #DIV/0! | 0
0 | 0 | - | 0 | 0 | 0 | 0 | #DIV/0! | #DIV/0! | 0
0 | 0 | - | 0 | 0 | 0 | 0 | #DIV/0! | #DIV/0! | 0
0 | 0 | - | 0 | 0 | 0 | 0 | #DIV/0! | #DIV/0! | 0
0 | 0 | - | 0 | 0 | 0 | 0 | #DIV/0! | #DIV/0! | 0
0 | 0 | - | 0 | 0 | 0 | 0 | #DIV/0! | #DIV/0! | 0
0 | 0 | - | 0 | 0 | 0 | 0 | #DIV/0! | #DIV/0! | 0
0 | 0 | - | 0 | 0 | 0 | 0 | #DIV/0! | #DIV/0! | 0
0 | 0 | - | 0 | 0 | 0 | 0 | #DIV/0! | #DIV/0! | 0
0 | 0 | - | 0 | 0 | 0 | 0 | #DIV/0! | #DIV/0! | 0
0 | 0 | - | 0 | 0 | 0 | 0 | #DIV/0! | #DIV/0! | 0
0 | 0 | - | 0 | 0 | 0 | 0 | #DIV/0! | #DIV/0! | 0
0 | 0 | - | 0 | 0 | 0 | 0 | #DIV/0! | #DIV/0! | 0
0 | 0 | - | 0 | 0 | 0 | 0 | #DIV/0! | #DIV/0! | 0
0 | 0 | - | 0 | 0 | 0 | 0 | #DIV/0! | #DIV/0! | 0
0 | 0 | - | 0 | 0 | 0 | 0 | #DIV/0! | #DIV/0! | 0
0 | 0 | - | 0 | 0 | 0 | 0 | #DIV/0! | #DIV/0! | 0
0 | 0 | - | 0 | 0 | 0 | 0 | #DIV/0! | #DIV/0! | 0
0 | 0 | - | 0 | 0 | 0 | 0 | #DIV/0! | #DIV/0! | 0
0 | 0 | - | 0 | 0 | 0 | 0 | #DIV/0! | #DIV/0! | 0
0 | 0 | - | 0 | 0 | 0 | 0 | #DIV/0! | #DIV/0! | 0
0 | 0 | - | 0 | 0 | 0 | 0 | #DIV/0! | #DIV/0! | 0
0 | 0 | - | 0 | 0 | 0 | 0 | #DIV/0! | #DIV/0! | 0
0 | 0 | - | 0 | 0 | 0 | 0 | #DIV/0! | #DIV/0! | 0
0 | 0 | - | 0 | 0 | 0 | 0 | #DIV/0! | #DIV/0! | 0
0 | 0 | - | 0 | 0 | 0 | 0 | #DIV/0! | #DIV/0! | 0
0 | 0 | - | 0 | 0 | 0 | 0 | #DIV/0! | #DIV/0! | 0
0 | 0 | - | 0 | 0 | 0 | 0 | #DIV/0! | #DIV/0! | 0
0 | 0 | - | 0 | 0 | 0 | 0 | #DIV/0! | #DIV/0! | 0
0 | 0 | - | 0 | 0 | 0 | 0 | #DIV/0! | #DIV/0! | 0
0 | 0 | - | 0 | 0 | 0 | 0 | #DIV/0! | #DIV/0! | 0
0 | 0 | - | 0 | 0 | 0 | 0 | #DIV/0! | #DIV/0! | 0
0 | 0 | - | 0 | 0 | 0 | 0 | #DIV/0! | #DIV/0! | 0
0 | 0 | - | 0 | 0 | 0 | 0 | #DIV/0! | #DIV/0! | 0
0 | 0 | - | 0 | 0 | 0 | 0 | #DIV/0! | #DIV/0! | 0
0 | 0 | - | 0 | 0 | 0 | 0 | #DIV/0! | #DIV/0! | 0
0 | 0 | - | 0 | 0 | 0 | 0 | #DIV/0! | #DIV/0! | 0
0 | 0 | - | 0 | 0 | 0 | 0 | #DIV/0! | #DIV/0! | 0
0 | 0 | - | 0 | 0 | 0 | 0 | #DIV/0! | #DIV/0! | 0
0 | 0 | - | 0 | 0 | 0 | 0 | #DIV/0! | #DIV/0! | 0
0 | 0 | - | 0 | 0 | 0 | 0 | #DIV/0! | #DIV/0! | 0
0 | 0 | - | 0 | 0 | 0 | 0 | #DIV/0! | #DIV/0! | 0
0 | 0 | - | 0 | 0 | 0 | 0 | #DIV/0! | #DIV/0! | 0
0 | 0 | - | 0 | 0 | 0 | 0 | #DIV/0! | #DIV/0! | 0
0 | 0 | - | 0 | 0 | 0 | 0 | #DIV/0! | #DIV/0! | 0
0 | 0 | - | 0 | 0 | 0 | 0 | #DIV/0! | #DIV/0! | 0
0 | 0 | - | 0 | 0 | 0 | 0 | #DIV/0! | #DIV/0! | 0
0 | 0 | - | 0 | 0 | 0 | 0 | #DIV/0! | #DIV/0! | 0
0 | 0 | - | 0 | 0 | 0 | 0 | #DIV/0! | #DIV/0! | 0
0 | 0 | - | 0 | 0 | 0 | 0 | #DIV/0! | #DIV/0! | 0
0 | 0 | - | 0 | 0 | 0 | 0 | #DIV/0! | #DIV/0! | 0
0 | 0 | - | 0 | 0 | 0 | 0 | #DIV/0! | #DIV/0! | 0
0 | 0 | - | 0 | 0 | 0 | 0 | #DIV/0! | #DIV/0! | 0
0 | 0 | - | 0 | 0 | 0 | 0 | #DIV/0! | #DIV/0! | 0
0 | 0 | - | 0 | 0 | 0 | 0 | #DIV/0! | #DIV/0! | 0
0 | 0 | - | 0 | 0 | 0 | 0 | #DIV/0! | #DIV/0! | 0
0 | 0 | - | 0 | 0 | 0 | 0 | #DIV/0! | #DIV/0! | 0
0 | 0 | - | 0 | 0 | 0 | 0 | #DIV/0! | #DIV/0! | 0
0 | 0 | - | 0 | 0 | 0 | 0 | #DIV/0! | #DIV/0! | 0
0 | 0 | - | 0 | 0 | 0 | 0 | #DIV/0! | #DIV/0! | 0
0 | 0 | - | 0 | 0 | 0 | 0 | #DIV/0! | #DIV/0! | 0
0 | 0 | - | 0 | 0 | 0 | 0 | #DIV/0! | #DIV/0! | 0
0 | 0 | - | 0 | 0 | 0 | 0 | #DIV/0! | #DIV/0! | 0
0 | 0 | - | 0 | 0 | 0 | 0 | #DIV/0! | #DIV/0! | 0
0 | 0 | - | 0 | 0 | 0 | 0 | #DIV/0! | #DIV/0! | 0
0 | 0 | - | 0 | 0 | 0 | 0 | #DIV/0! | #DIV/0! | 0
0 | 0 | - | 0 | 0 | 0 | 0 | #DIV/0! | #DIV/0! | 0
0 | 0 | - | 0 | 0 | 0 | 0 | #DIV/0! | #DIV/0! | 0
0 | 0 | - | 0 | 0 | 0 | 0 | #DIV/0! | #DIV/0! | 0
0 | 0 | - | 0 | 0 | 0 | 0 | #DIV/0! | #DIV/0! | 0
0 | 0 | - | 0 | 0 | 0 | 0 | #DIV/0! | #DIV/0! | 0
0 | 0 | - | 0 | 0 | 0 | 0 | #DIV/0! | #DIV/0! | 0
0 | 0 | - | 0 | 0 | 0 | 0 | #DIV/0! | #DIV/0! | 0
0 | 0 | - | 0 | 0 | 0 | 0 | #DIV/0! | #DIV/0! | 0
0 | 0 | - | 0 | 0 | 0 | 0 | #DIV/0! | #DIV/0! | 0
0 | 0 | - | 0 | 0 | 0 | 0 | #DIV/0! | #DIV/0! | 0
0 | 0 | - | 0 | 0 | 0 | 0 | #DIV/0! | #DIV/0! | 0
0 | 0 | - | 0 | 0 | 0 | 0 | #DIV/0! | #DIV/0! | 0
0 | 0 | - | 0 | 0 | 0 | 0 | #DIV/0! | #DIV/0! | 0
0 | 0 | - | 0 | 0 | 0 | 0 | #DIV/0! | #DIV/0! | 0
0 | 0 | - | 0 | 0 | 0 | 0 | #DIV/0! | #DIV/0! | 0
0 | 0 | - | 0 | 0 | 0 | 0 | #DIV/0! | #DIV/0! | 0
0 | 0 | - | 0 | 0 | 0 | 0 | #DIV/0! | #DIV/0! | 0
0 | 0 | - | 0 | 0 | 0 | 0 | #DIV/0! | #DIV/0! | 0
0 | 0 | - | 0 | 0 | 0 | 0 | #DIV/0! | #DIV/0! | 0
0 | 0 | - | 0 | 0 | 0 | 0 | #DIV/0! | #DIV/0! | 0
0 | 0 | - | 0 | 0 | 0 | 0 | #DIV/0! | #DIV/0! | 0
0 | 0 | - | 0 | 0 | 0 | 0 | #DIV/0! | #DIV/0! | 0
0 | 0 | - | 0 | 0 | 0 | 0 | #DIV/0! | #DIV/0! | 0
0 | 0 | - | 0 | 0 | 0 | 0 | #DIV/0! | #DIV/0! | 0
0 | 0 | - | 0 | 0 | 0 | 0 | #DIV/0! | #DIV/0! | 0
0 | 0 | - | 0 | 0 | 0 | 0 | #DIV/0! | #DIV/0! | 0
0 | 0 | - | 0 | 0 | 0 | 0 | #DIV/0! | #DIV/0! | 0
0 | 0 | - | 0 | 0 | 0 | 0 | #DIV/0! | #DIV/0! | 0
0 | 0 | - | 0 | 0 | 0 | 0 | #DIV/0! | #DIV/0! | 0
0 | 0 | - | 0 | 0 | 0 | 0 | #DIV/0! | #DIV/0! | 0
0 | 0 | - | 0 | 0 | 0 | 0 | #DIV/0! | #DIV/0! | 0
0 | 0 | - | 0 | 0 | 0 | 0 | #DIV/0! | #DIV/0! | 0
0 | 0 | - | 0 | 0 | 0 | 0 | #DIV/0! | #DIV/0! | 0
0 | 0 | - | 0 | 0 | 0 | 0 | #DIV/0! | #DIV/0! | 0
0 | 0 | - | 0 | 0 | 0 | 0 | #DIV/0! | #DIV/0! | 0
0 | 0 | - | 0 | 0 | 0 | 0 | #DIV/0! | #DIV/0! | 0
0 | 0 | - | 0 | 0 | 0 | 0 | #DIV/0! | #DIV/0! | 0
0 | 0 | - | 0 | 0 | 0 | 0 | #DIV/0! | #DIV/0! | 0
0 | 0 | - | 0 | 0 | 0 | 0 | #DIV/0! | #DIV/0! | 0
0 | 0 | - | 0 | 0 | 0 | 0 | #DIV/0! | #DIV/0! | 0
0 | 0 | - | 0 | 0 | 0 | 0 | #DIV/0! | #DIV/0! | 0
0 | 0 | - | 0 | 0 | 0 | 0 | #DIV/0! | #DIV/0! | 0
0 | 0 | - | 0 | 0 | 0 | 0 | #DIV/0! | #DIV/0! | 0
0 | 0 | - | 0 | 0 | 0 | 0 | #DIV/0! | #DIV/0! | 0
0 | 0 | - | 0 | 0 | 0 | 0 | #DIV/0! | #DIV/0! | 0
0 | 0 | - | 0 | 0 | 0 | 0 | #DIV/0! | #DIV/0! | 0
0 | 0 | - | 0 | 0 | 0 | 0 | #DIV/0! | #DIV/0! | 0
0 | 0 | - | 0 | 0 | 0 | 0 | #DIV/0! | #DIV/0! | 0
0 | 0 | - | 0 | 0 | 0 | 0 | #DIV/0! | #DIV/0! | 0
0 | 0 | - | 0 | 0 | 0 | 0 | #DIV/0! | #DIV/0! | 0
0 | 0 | - | 0 | 0 | 0 | 0 | #DIV/0! | #DIV/0! | 0
0 | 0 | - | 0 | 0 | 0 | 0 | #DIV/0! | #DIV/0! | 0
0 | 0 | - | 0 | 0 | 0 | 0 | #DIV/0! | #DIV/0! | 0
0 | 0 | - | 0 | 0 | 0 | 0 | #DIV/0! | #DIV/0! | 0
0 | 0 | - | 0 | 0 | 0 | 0 | #DIV/0! | #DIV/0! | 0
0 | 0 | - | 0 | 0 | 0 | 0 | #DIV/0! | #DIV/0! | 0
0 | 0 | - | 0 | 0 | 0 | 0 | #DIV/0! | #DIV/0! | 0
0 | 0 | - | 0 | 0 | 0 | 0 | #DIV/0! | #DIV/0! | 0
0 | 0 | - | 0 | 0 | 0 | 0 | #DIV/0! | #DIV/0! | 0
0 | 0 | - | 0 | 0 | 0 | 0 | #DIV/0! | #DIV/0! | 0
0 | 0 | - | 0 | 0 | 0 | 0 | #DIV/0! | #DIV/0! | 0
0 | 0 | - | 0 | 0 | 0 | 0 | #DIV/0! | #DIV/0! | 0
0 | 0 | - | 0 | 0 | 0 | 0 | #DIV/0! | #DIV/0! | 0
0 | 0 | - | 0 | 0 | 0 | 0 | #DIV/0! | #DIV/0! | 0
0 | 0 | - | 0 | 0 | 0 | 0 | #DIV/0! | #DIV/0! | 0
0 | 0 | - | 0 | 0 | 0 | 0 | #DIV/0! | #DIV/0! | 0
0 | 0 | - | 0 | 0 | 0 | 0 | #DIV/0! | #DIV/0! | 0
0 | 0 | - | 0 | 0 | 0 | 0 | #DIV/0! | #DIV/0! | 0
0 | 0 | - | 0 | 0 | 0 | 0 | #DIV/0! | #DIV/0! | 0
0 | 0 | - | 0 | 0 | 0 | 0 | #DIV/0! | #DIV/0! | 0
0 | 0 | - | 0 | 0 | 0 | 0 | #DIV/0! | #DIV/0! | 0
0 | 0 | - | 0 | 0 | 0 | 0 | #DIV/0! | #DIV/0! | 0
0 | 0 | - | 0 | 0 | 0 | 0 | #DIV/0! | #DIV/0! | 0
0 | 0 | - | 0 | 0 | 0 | 0 | #DIV/0! | #DIV/0! | 0
0 | 0 | - | 0 | 0 | 0 | 0 | #DIV/0! | #DIV/0! | 0
0 | 0 | - | 0 | 0 | 0 | 0 | #DIV/0! | #DIV/0! | 0
0 | 0 | - | 0 | 0 | 0 | 0 | #DIV/0! | #DIV/0! | 0
0 | 0 | - | 0 | 0 | 0 | 0 | #DIV/0! | #DIV/0! | 0
0 | 0 | - | 0 | 0 | 0 | 0 | #DIV/0! | #DIV/0! | 0
0 | 0 | - | 0 | 0 | 0 | 0 | #DIV/0! | #DIV/0! | 0
0 | 0 | - | 0 | 0 | 0 | 0 | #DIV/0! | #DIV/0! | 0
0 | 0 | - | 0 | 0 | 0 | 0 | #DIV/0! | #DIV/0! | 0
0 | 0 | - | 0 | 0 | 0 | 0 | #DIV/0! | #DIV/0! | 0
0 | 0 | - | 0 | 0 | 0 | 0 | #DIV/0! | #DIV/0! | 0
0 | 0 | - | 0 | 0 | 0 | 0 | #DIV/0! | #DIV/0! | 0
0 | 0 | - | 0 | 0 | 0 | 0 | #DIV/0! | #DIV/0! | 0
0 | 0 | - | 0 | 0 | 0 | 0 | #DIV/0! | #DIV/0! | 0
0 | 0 | - | 0 | 0 | 0 | 0 | #DIV/0! | #DIV/0! | 0
0 | 0 | - | 0 | 0 | 0 | 0 | #DIV/0! | #DIV/0! | 0
0 | 0 | - | 0 | 0 | 0 | 0 | #DIV/0! | #DIV/0! | 0
0 | 0 | - | 0 | 0 | 0 | 0 | #DIV/0! | #DIV/0! | 0
0 | 0 | - | 0 | 0 | 0 | 0 | #DIV/0! | #DIV/0! | 0
0 | 0 | - | 0 | 0 | 0 | 0 | #DIV/0! | #DIV/0! | 0
0 | 0 | - | 0 | 0 | 0 | 0 | #DIV/0! | #DIV/0! | 0
0 | 0 | - | 0 | 0 | 0 | 0 | #DIV/0! | #DIV/0! | 0
0 | 0 | - | 0 | 0 | 0 | 0 | #DIV/0! | #DIV/0! | 0
0 | 0 | - | 0 | 0 | 0 | 0 | #DIV/0! | #DIV/0! | 0
0 | 0 | - | 0 | 0 | 0 | 0 | #DIV/0! | #DIV/0! | 0
0 | 0 | - | 0 | 0 | 0 | 0 | #DIV/0! | #DIV/0! | 0
0 | 0 | - | 0 | 0 | 0 | 0 | #DIV/0! | #DIV/0! | 0
0 | 0 | - | 0 | 0 | 0 | 0 | #DIV/0! | #DIV/0! | 0
0 | 0 | - | 0 | 0 | 0 | 0 | #DIV/0! | #DIV/0! | 0
0 | 0 | - | 0 | 0 | 0 | 0 | #DIV/0! | #DIV/0! | 0
0 | 0 | - | 0 | 0 | 0 | 0 | #DIV/0! | #DIV/0! | 0
0 | 0 | - | 0 | 0 | 0 | 0 | #DIV/0! | #DIV/0! | 0
0 | 0 | - | 0 | 0 | 0 | 0 | #DIV/0! | #DIV/0! | 0
0 | 0 | - | 0 | 0 | 0 | 0 | #DIV/0! | #DIV/0! | 0
0 | 0 | - | 0 | 0 | 0 | 0 | #DIV/0! | #DIV/0! | 0
0 | 0 | - | 0 | 0 | 0 | 0 | #DIV/0! | #DIV/0! | 0
0 | 0 | - | 0 | 0 | 0 | 0 | #DIV/0! | #DIV/0! | 0
0 | 0 | - | 0 | 0 | 0 | 0 | #DIV/0! | #DIV/0! | 0
0 | 0 | - | 0 | 0 | 0 | 0 | #DIV/0! | #DIV/0! | 0
0 | 0 | - | 0 | 0 | 0 | 0 | #DIV/0! | #DIV/0! | 0
0 | 0 | - | 0 | 0 | 0 | 0 | #DIV/0! | #DIV/0! | 0
0 | 0 | - | 0 | 0 | 0 | 0 | #DIV/0! | #DIV/0! | 0
0 | 0 | - | 0 | 0 | 0 | 0 | #DIV/0! | #DIV/0! | 0
0 | 0 | - | 0 | 0 | 0 | 0 | #DIV/0! | #DIV/0! | 0
0 | 0 | - | 0 | 0 | 0 | 0 | #DIV/0! | #DIV/0! | 0
0 | 0 | - | 0 | 0 | 0 | 0 | #DIV/0! | #DIV/0! | 0
0 | 0 | - | 0 | 0 | 0 | 0 | #DIV/0! | #DIV/0! | 0
0 | 0 | - | 0 | 0 | 0 | 0 | #DIV/0! | #DIV/0! | 0
0 | 0 | - | 0 | 0 | 0 | 0 | #DIV/0! | #DIV/0! | 0
0 | 0 | - | 0 | 0 | 0 | 0 | #DIV/0! | #DIV/0! | 0
0 | 0 | - | 0 | 0 | 0 | 0 | #DIV/0! | #DIV/0! | 0
0 | 0 | - | 0 | 0 | 0 | 0 | #DIV/0! | #DIV/0! | 0
0 | 0 | - | 0 | 0 | 0 | 0 | #DIV/0! | #DIV/0! | 0
0 | 0 | - | 0 | 0 | 0 | 0 | #DIV/0! | #DIV/0! | 0
0 | 0 | - | 0 | 0 | 0 | 0 | #DIV/0! | #DIV/0! | 0
0 | 0 | - | 0 | 0 | 0 | 0 | #DIV/0! | #DIV/0! | 0
0 | 0 | - | 0 | 0 | 0 | 0 | #DIV/0! | #DIV/0! | 0
0 | 0 | - | 0 | 0 | 0 | 0 | #DIV/0! | #DIV/0! | 0
0 | 0 | - | 0 | 0 | 0 | 0 | #DIV/0! | #DIV/0! | 0
0 | 0 | - | 0 | 0 | 0 | 0 | #DIV/0! | #DIV/0! | 0
0 | 0 | - | 0 | 0 | 0 | 0 | #DIV/0! | #DIV/0! | 0
0 | 0 | - | 0 | 0 | 0 | 0 | #DIV/0! | #DIV/0! | 0
0 | 0 | - | 0 | 0 | 0 | 0 | #DIV/0! | #DIV/0! | 0
0 | 0 | - | 0 | 0 | 0 | 0 | #DIV/0! | #DIV/0! | 0
0 | 0 | - | 0 | 0 | 0 | 0 | #DIV/0! | #DIV/0! | 0
0 | 0 | - | 0 | 0 | 0 | 0 | #DIV/0! | #DIV/0! | 0
0 | 0 | - | 0 | 0 | 0 | 0 | #DIV/0! | #DIV/0! | 0
0 | 0 | - | 0 | 0 | 0 | 0 | #DIV/0! | #DIV/0! | 0
0 | 0 | - | 0 | 0 | 0 | 0 | #DIV/0! | #DIV/0! | 0
0 | 0 | - | 0 | 0 | 0 | 0 | #DIV/0! | #DIV/0! | 0
0 | 0 | - | 0 | 0 | 0 | 0 | #DIV/0! | #DIV/0! | 0
0 | 0 | - | 0 | 0 | 0 | 0 | #DIV/0! | #DIV/0! | 0
0 | 0 | - | 0 | 0 | 0 | 0 | #DIV/0! | #DIV/0! | 0
0 | 0 | - | 0 | 0 | 0 | 0 | #DIV/0! | #DIV/0! | 0
0 | 0 | - | 0 | 0 | 0 | 0 | #DIV/0! | #DIV/0! | 0
0 | 0 | - | 0 | 0 | 0 | 0 | #DIV/0! | #DIV/0! | 0
0 | 0 | - | 0 | 0 | 0 | 0 | #DIV/0! | #DIV/0! | 0
0 | 0 | - | 0 | 0 | 0 | 0 | #DIV/0! | #DIV/0! | 0
0 | 0 | - | 0 | 0 | 0 | 0 | #DIV/0! | #DIV/0! | 0
0 | 0 | - | 0 | 0 | 0 | 0 | #DIV/0! | #DIV/0! | 0
0 | 0 | - | 0 | 0 | 0 | 0 | #DIV/0! | #DIV/0! | 0
0 | 0 | - | 0 | 0 | 0 | 0 | #DIV/0! | #DIV/0! | 0
0 | 0 | - | 0 | 0 | 0 | 0 | #DIV/0! | #DIV/0! | 0
0 | 0 | - | 0 | 0 | 0 | 0 | #DIV/0! | #DIV/0! | 0
0 | 0 | - | 0 | 0 | 0 | 0 | #DIV/0! | #DIV/0! | 0
0 | 0 | - | 0 | 0 | 0 | 0 | #DIV/0! | #DIV/0! | 0
0 | 0 | - | 0 | 0 | 0 | 0 | #DIV/0! | #DIV/0! | 0
0 | 0 | - | 0 | 0 | 0 | 0 | #DIV/0! | #DIV/0! | 0
0 | 0 | - | 0 | 0 | 0 | 0 | #DIV/0! | #DIV/0! | 0
0 | 0 | - | 0 | 0 | 0 | 0 | #DIV/0! | #DIV/0! | 0
0 | 0 | - | 0 | 0 | 0 | 0 | #DIV/0! | #DIV/0! | 0
0 | 0 | - | 0 | 0 | 0 | 0 | #DIV/0! | #DIV/0! | 0
0 | 0 | - | 0 | 0 | 0 | 0 | #DIV/0! | #DIV/0! | 0
0 | 0 | - | 0 | 0 | 0 | 0 | #DIV/0! | #DIV/0! | 0
0 | 0 | - | 0 | 0 | 0 | 0 | #DIV/0! | #DIV/0! | 0
0 | 0 | - | 0 | 0 | 0 | 0 | #DIV/0! | #DIV/0! | 0
0 | 0 | - | 0 | 0 | 0 | 0 | #DIV/0! | #DIV/0! | 0
0 | 0 | - | 0 | 0 | 0 | 0 | #DIV/0! | #DIV/0! | 0
0 | 0 | - | 0 | 0 | 0 | 0 | #DIV/0! | #DIV/0! | 0
0 | 0 | - | 0 | 0 | 0 | 0 | #DIV/0! | #DIV/0! | 0
0 | 0 | - | 0 | 0 | 0 | 0 | #DIV/0! | #DIV/0! | 0
0 | 0 | - | 0 | 0 | 0 | 0 | #DIV/0! | #DIV/0! | 0
0 | 0 | - | 0 | 0 | 0 | 0 | #DIV/0! | #DIV/0! | 0
0 | 0 | - | 0 | 0 | 0 | 0 | #DIV/0! | #DIV/0! | 0
0 | 0 | - | 0 | 0 | 0 | 0 | #DIV/0! | #DIV/0! | 0
0 | 0 | - | 0 | 0 | 0 | 0 | #DIV/0! | #DIV/0! | 0
0 | 0 | - | 0 | 0 | 0 | 0 | #DIV/0! | #DIV/0! | 0
0 | 0 | - | 0 | 0 | 0 | 0 | #DIV/0! | #DIV/0! | 0
0 | 0 | - | 0 | 0 | 0 | 0 | #DIV/0! | #DIV/0! | 0
0 | 0 | - | 0 | 0 | 0 | 0 | #DIV/0! | #DIV/0! | 0
0 | 0 | - | 0 | 0 | 0 | 0 | #DIV/0! | #DIV/0! | 0
0 | 0 | - | 0 | 0 | 0 | 0 | #DIV/0! | #DIV/0! | 0
0 | 0 | - | 0 | 0 | 0 | 0 | #DIV/0! | #DIV/0! | 0
0 | 0 | - | 0 | 0 | 0 | 0 | #DIV/0! | #DIV/0! | 0
0 | 0 | - | 0 | 0 | 0 | 0 | #DIV/0! | #DIV/0! | 0
0 | 0 | - | 0 | 0 | 0 | 0 | #DIV/0! | #DIV/0! | 0
0 | 0 | - | 0 | 0 | 0 | 0 | #DIV/0! | #DIV/0! | 0
0 | 0 | - | 0 | 0 | 0 | 0 | #DIV/0! | #DIV/0! | 0
0 | 0 | - | 0 | 0 | 0 | 0 | #DIV/0! | #DIV/0! | 0
0 | 0 | - | 0 | 0 | 0 | 0 | #DIV/0! | #DIV/0! | 0
0 | 0 | - | 0 | 0 | 0 | 0 | #DIV/0! | #DIV/0! | 0
0 | 0 | - | 0 | 0 | 0 | 0 | #DIV/0! | #DIV/0! | 0
0 | 0 | - | 0 | 0 | 0 | 0 | #DIV/0! | #DIV/0! | 0
0 | 0 | - | 0 | 0 | 0 | 0 | #DIV/0! | #DIV/0! | 0
0 | 0 | - | 0 | 0 | 0 | 0 | #DIV/0! | #DIV/0! | 0
0 | 0 | - | 0 | 0 | 0 | 0 | #DIV/0! | #DIV/0! | 0
0 | 0 | - | 0 | 0 | 0 | 0 | #DIV/0! | #DIV/0! | 0
0 | 0 | - | 0 | 0 | 0 | 0 | #DIV/0! | #DIV/0! | 0
0 | 0 | - | 0 | 0 | 0 | 0 | #DIV/0! | #DIV/0! | 0
0 | 0 | - | 0 | 0 | 0 | 0 | #DIV/0! | #DIV/0! | 0
0 | 0 | - | 0 | 0 | 0 | 0 | #DIV/0! | #DIV/0! | 0
0 | 0 | - | 0 | 0 | 0 | 0 | #DIV/0! | #DIV/0! | 0
0 | 0 | - | 0 | 0 | 0 | 0 | #DIV/0! | #DIV/0! | 0
0 | 0 | - | 0 | 0 | 0 | 0 | #DIV/0! | #DIV/0! | 0
0 | 0 | - | 0 | 0 | 0 | 0 | #DIV/0! | #DIV/0! | 0
0 | 0 | - | 0 | 0 | 0 | 0 | #DIV/0! | #DIV/0! | 0
0 | 0 | - | 0 | 0 | 0 | 0 | #DIV/0! | #DIV/0! | 0
0 | 0 | - | 0 | 0 | 0 | 0 | #DIV/0! | #DIV/0! | 0
0 | 0 | - | 0 | 0 | 0 | 0 | #DIV/0! | #DIV/0! | 0
0 | 0 | - | 0 | 0 | 0 | 0 | #DIV/0! | #DIV/0! | 0
0 | 0 | - | 0 | 0 | 0 | 0 | #DIV/0! | #DIV/0! | 0
0 | 0 | - | 0 | 0 | 0 | 0 | #DIV/0! | #DIV/0! | 0
0 | 0 | - | 0 | 0 | 0 | 0 | #DIV/0! | #DIV/0! | 0
0 | 0 | - | 0 | 0 | 0 | 0 | #DIV/0! | #DIV/0! | 0
0 | 0 | - | 0 | 0 | 0 | 0 | #DIV/0! | #DIV/0! | 0
0 | 0 | - | 0 | 0 | 0 | 0 | #DIV/0! | #DIV/0! | 0
0 | 0 | - | 0 | 0 | 0 | 0 | #DIV/0! | #DIV/0! | 0
0 | 0 | - | 0 | 0 | 0 | 0 | #DIV/0! | #DIV/0! | 0
0 | 0 | - | 0 | 0 | 0 | 0 | #DIV/0! | #DIV/0! | 0
0 | 0 | - | 0 | 0 | 0 | 0 | #DIV/0! | #DIV/0! | 0
0 | 0 | - | 0 | 0 | 0 | 0 | #DIV/0! | #DIV/0! | 0
0 | 0 | - | 0 | 0 | 0 | 0 | #DIV/0! | #DIV/0! | 0
0 | 0 | - | 0 | 0 | 0 | 0 | #DIV/0! | #DIV/0! | 0
0 | 0 | - | 0 | 0 | 0 | 0 | #DIV/0! | #DIV/0! | 0
0 | 0 | - | 0 | 0 | 0 | 0 | #DIV/0! | #DIV/0! | 0
0 | 0 | - | 0 | 0 | 0 | 0 | #DIV/0! | #DIV/0! | 0
0 | 0 | - | 0 | 0 | 0 | 0 | #DIV/0! | #DIV/0! | 0
0 | 0 | - | 0 | 0 | 0 | 0 | #DIV/0! | #DIV/0! | 0
0 | 0 | - | 0 | 0 | 0 | 0 | #DIV/0! | #DIV/0! | 0
0 | 0 | - | 0 | 0 | 0 | 0 | #DIV/0! | #DIV/0! | 0
0 | 0 | - | 0 | 0 | 0 | 0 | #DIV/0! | #DIV/0! | 0
0 | 0 | - | 0 | 0 | 0 | 0 | #DIV/0! | #DIV/0! | 0
0 | 0 | - | 0 | 0 | 0 | 0 | #DIV/0! | #DIV/0! | 0
0 | 0 | - | 0 | 0 | 0 | 0 | #DIV/0! | #DIV/0! | 0
0 | 0 | - | 0 | 0 | 0 | 0 | #DIV/0! | #DIV/0! | 0
0 | 0 | - | 0 | 0 | 0 | 0 | #DIV/0! | #DIV/0! | 0
0 | 0 | - | 0 | 0 | 0 | 0 | #DIV/0! | #DIV/0! | 0
0 | 0 | - | 0 | 0 | 0 | 0 | #DIV/0! | #DIV/0! | 0
0 | 0 | - | 0 | 0 | 0 | 0 | #DIV/0! | #DIV/0! | 0
0 | 0 | - | 0 | 0 | 0 | 0 | #DIV/0! | #DIV/0! | 0
0 | 0 | - | 0 | 0 | 0 | 0 | #DIV/0! | #DIV/0! | 0
0 | 0 | - | 0 | 0 | 0 | 0 | #DIV/0! | #DIV/0! | 0
0 | 0 | - | 0 | 0 | 0 | 0 | #DIV/0! | #DIV/0! | 0
0 | 0 | - | 0 | 0 | 0 | 0 | #DIV/0! | #DIV/0! | 0
0 | 0 | - | 0 | 0 | 0 | 0 | #DIV/0! | #DIV/0! | 0
0 | 0 | - | 0 | 0 | 0 | 0 | #DIV/0! | #DIV/0! | 0
0 | 0 | - | 0 | 0 | 0 | 0 | #DIV/0! | #DIV/0! | 0
0 | 0 | - | 0 | 0 | 0 | 0 | #DIV/0! | #DIV/0! | 0
0 | 0 | - | 0 | 0 | 0 | 0 | #DIV/0! | #DIV/0! | 0
0 | 0 | - | 0 | 0 | 0 | 0 | #DIV/0! | #DIV/0! | 0
0 | 0 | - | 0 | 0 | 0 | 0 | #DIV/0! | #DIV/0! | 0
0 | 0 | - | 0 | 0 | 0 | 0 | #DIV/0! | #DIV/0! | 0
0 | 0 | - | 0 | 0 | 0 | 0 | #DIV/0! | #DIV/0! | 0
0 | 0 | - | 0 | 0 | 0 | 0 | #DIV/0! | #DIV/0! | 0
0 | 0 | - | 0 | 0 | 0 | 0 | #DIV/0! | #DIV/0! | 0
0 | 0 | - | 0 | 0 | 0 | 0 | #DIV/0! | #DIV/0! | 0
0 | 0 | - | 0 | 0 | 0 | 0 | #DIV/0! | #DIV/0! | 0
0 | 0 | - | 0 | 0 | 0 | 0 | #DIV/0! | #DIV/0! | 0
0 | 0 | - | 0 | 0 | 0 | 0 | #DIV/0! | #DIV/0! | 0
0 | 0 | - | 0 | 0 | 0 | 0 | #DIV/0! | #DIV/0! | 0
0 | 0 | - | 0 | 0 | 0 | 0 | #DIV/0! | #DIV/0! | 0
0 | 0 | - | 0 | 0 | 0 | 0 | #DIV/0! | #DIV/0! | 0
0 | 0 | - | 0 | 0 | 0 | 0 | #DIV/0! | #DIV/0! | 0
0 | 0 | - | 0 | 0 | 0 | 0 | #DIV/0! | #DIV/0! | 0
0 | 0 | - | 0 | 0 | 0 | 0 | #DIV/0! | #DIV/0! | 0
0 | 0 | - | 0 | 0 | 0 | 0 | #DIV/0! | #DIV/0! | 0
0 | 0 | - | 0 | 0 | 0 | 0 | #DIV/0! | #DIV/0! | 0
0 | 0 | - | 0 | 0 | 0 | 0 | #DIV/0! | #DIV/0! | 0
0 | 0 | - | 0 | 0 | 0 | 0 | #DIV/0! | #DIV/0! | 0
0 | 0 | - | 0 | 0 | 0 | 0 | #DIV/0! | #DIV/0! | 0
0 | 0 | - | 0 | 0 | 0 | 0 | #DIV/0! | #DIV/0! | 0
0 | 0 | - | 0 | 0 | 0 | 0 | #DIV/0! | #DIV/0! | 0
0 | 0 | - | 0 | 0 | 0 | 0 | #DIV/0! | #DIV/0! | 0
0 | 0 | - | 0 | 0 | 0 | 0 | #DIV/0! | #DIV/0! | 0
0 | 0 | - | 0 | 0 | 0 | 0 | #DIV/0! | #DIV/0! | 0
0 | 0 | - | 0 | 0 | 0 | 0 | #DIV/0! | #DIV/0! | 0
0 | 0 | - | 0 | 0 | 0 | 0 | #DIV/0! | #DIV/0! | 0
0 | 0 | - | 0 | 0 | 0 | 0 | #DIV/0! | #DIV/0! | 0
0 | 0 | - | 0 | 0 | 0 | 0 | #DIV/0! | #DIV/0! | 0
0 | 0 | - | 0 | 0 | 0 | 0 | #DIV/0! | #DIV/0! | 0
0 | 0 | - | 0 | 0 | 0 | 0 | #DIV/0! | #DIV/0! | 0
0 | 0 | - | 0 | 0 | 0 | 0 | #DIV/0! | #DIV/0! | 0
0 | 0 | - | 0 | 0 | 0 | 0 | #DIV/0! | #DIV/0! | 0
0 | 0 | - | 0 | 0 | 0 | 0 | #DIV/0! | #DIV/0! | 0
0 | 0 | - | 0 | 0 | 0 | 0 | #DIV/0! | #DIV/0! | 0
0 | 0 | - | 0 | 0 | 0 | 0 | #DIV/0! | #DIV/0! | 0
0 | 0 | - | 0 | 0 | 0 | 0 | #DIV/0! | #DIV/0! | 0
0 | 0 | - | 0 | 0 | 0 | 0 | #DIV/0! | #DIV/0! | 0
0 | 0 | - | 0 | 0 | 0 | 0 | #DIV/0! | #DIV/0! | 0
0 | 0 | - | 0 | 0 | 0 | 0 | #DIV/0! | #DIV/0! | 0
0 | 0 | - | 0 | 0 | 0 | 0 | #DIV/0! | #DIV/0! | 0
0 | 0 | - | 0 | 0 | 0 | 0 | #DIV/0! | #DIV/0! | 0
0 | 0 | - | 0 | 0 | 0 | 0 | #DIV/0! | #DIV/0! | 0
0 | 0 | - | 0 | 0 | 0 | 0 | #DIV/0! | #DIV/0! | 0
0 | 0 | - | 0 | 0 | 0 | 0 | #DIV/0! | #DIV/0! | 0
0 | 0 | - | 0 | 0 | 0 | 0 | #DIV/0! | #DIV/0! | 0
0 | 0 | - | 0 | 0 | 0 | 0 | #DIV/0! | #DIV/0! | 0
0 | 0 | - | 0 | 0 | 0 | 0 | #DIV/0! | #DIV/0! | 0
0 | 0 | - | 0 | 0 | 0 | 0 | #DIV/0! | #DIV/0! | 0
0 | 0 | - | 0 | 0 | 0 | 0 | #DIV/0! | #DIV/0! | 0
0 | 0 | - | 0 | 0 | 0 | 0 | #DIV/0! | #DIV/0! | 0
0 | 0 | - | 0 | 0 | 0 | 0 | #DIV/0! | #DIV/0! | 0
0 | 0 | - | 0 | 0 | 0 | 0 | #DIV/0! | #DIV/0! | 0
0 | 0 | - | 0 | 0 | 0 | 0 | #DIV/0! | #DIV/0! | 0
0 | 0 | - | 0 | 0 | 0 | 0 | #DIV/0! | #DIV/0! | 0
0 | 0 | - | 0 | 0 | 0 | 0 | #DIV/0! | #DIV/0! | 0
0 | 0 | - | 0 | 0 | 0 | 0 | #DIV/0! | #DIV/0! | 0
0 | 0 | - | 0 | 0 | 0 | 0 | #DIV/0! | #DIV/0! | 0
0 | 0 | - | 0 | 0 | 0 | 0 | #DIV/0! | #DIV/0! | 0
0 | 0 | - | 0 | 0 | 0 | 0 | #DIV/0! | #DIV/0! | 0
0 | 0 | - | 0 | 0 | 0 | 0 | #DIV/0! | #DIV/0! | 0
0 | 0 | - | 0 | 0 | 0 | 0 | #DIV/0! | #DIV/0! | 0
0 | 0 | - | 0 | 0 | 0 | 0 | #DIV/0! | #DIV/0! | 0
0 | 0 | - | 0 | 0 | 0 | 0 | #DIV/0! | #DIV/0! | 0
0 | 0 | - | 0 | 0 | 0 | 0 | #DIV/0! | #DIV/0! | 0
0 | 0 | - | 0 | 0 | 0 | 0 | #DIV/0! | #DIV/0! | 0
0 | 0 | - | 0 | 0 | 0 | 0 | #DIV/0! | #DIV/0! | 0
0 | 0 | - | 0 | 0 | 0 | 0 | #DIV/0! | #DIV/0! | 0
0 | 0 | - | 0 | 0 | 0 | 0 | #DIV/0! | #DIV/0! | 0
0 | 0 | - | 0 | 0 | 0 | 0 | #DIV/0! | #DIV/0! | 0
0 | 0 | - | 0 | 0 | 0 | 0 | #DIV/0! | #DIV/0! | 0
0 | 0 | - | 0 | 0 | 0 | 0 | #DIV/0! | #DIV/0! | 0
0 | 0 | - | 0 | 0 | 0 | 0 | #DIV/0! | #DIV/0! | 0
0 | 0 | - | 0 | 0 | 0 | 0 | #DIV/0! | #DIV/0! | 0
0 | 0 | - | 0 | 0 | 0 | 0 | #DIV/0! | #DIV/0! | 0
0 | 0 | - | 0 | 0 | 0 | 0 | #DIV/0! | #DIV/0! | 0
0 | 0 | - | 0 | 0 | 0 | 0 | #DIV/0! | #DIV/0! | 0
0 | 0 | - | 0 | 0 | 0 | 0 | #DIV/0! | #DIV/0! | 0
0 | 0 | - | 0 | 0 | 0 | 0 | #DIV/0! | #DIV/0! | 0
0 | 0 | - | 0 | 0 | 0 | 0 | #DIV/0! | #DIV/0! | 0
0 | 0 | - | 0 | 0 | 0 | 0 | #DIV/0! | #DIV/0! | 0
0 | 0 | - | 0 | 0 | 0 | 0 | #DIV/0! | #DIV/0! | 0
0 | 0 | - | 0 | 0 | 0 | 0 | #DIV/0! | #DIV/0! | 0
0 | 0 | - | 0 | 0 | 0 | 0 | #DIV/0! | #DIV/0! | 0
0 | 0 | - | 0 | 0 | 0 | 0 | #DIV/0! | #DIV/0! | 0
0 | 0 | - | 0 | 0 | 0 | 0 | #DIV/0! | #DIV/0! | 0
0 | 0 | - | 0 | 0 | 0 | 0 | #DIV/0! | #DIV/0! | 0
0 | 0 | - | 0 | 0 | 0 | 0 | #DIV/0! | #DIV/0! | 0
0 | 0 | - | 0 | 0 | 0 | 0 | #DIV/0! | #DIV/0! | 0
0 | 0 | - | 0 | 0 | 0 | 0 | #DIV/0! | #DIV/0! | 0
0 | 0 | - | 0 | 0 | 0 | 0 | #DIV/0! | #DIV/0! | 0
0 | 0 | - | 0 | 0 | 0 | 0 | #DIV/0! | #DIV/0! | 0
0 | 0 | - | 0 | 0 | 0 | 0 | #DIV/0! | #DIV/0! | 0
0 | 0 | - | 0 | 0 | 0 | 0 | #DIV/0! | #DIV/0! | 0
0 | 0 | - | 0 | 0 | 0 | 0 | #DIV/0! | #DIV/0! | 0
0 | 0 | - | 0 | 0 | 0 | 0 | #DIV/0! | #DIV/0! | 0
0 | 0 | - | 0 | 0 | 0 | 0 | #DIV/0! | #DIV/0! | 0
0 | 0 | - | 0 | 0 | 0 | 0 | #DIV/0! | #DIV/0! | 0
0 | 0 | - | 0 | 0 | 0 | 0 | #DIV/0! | #DIV/0! | 0
0 | 0 | - | 0 | 0 | 0 | 0 | #DIV/0! | #DIV/0! | 0
0 | 0 | - | 0 | 0 | 0 | 0 | #DIV/0! | #DIV/0! | 0
0 | 0 | - | 0 | 0 | 0 | 0 | #DIV/0! | #DIV/0! | 0
0 | 0 | - | 0 | 0 | 0 | 0 | #DIV/0! | #DIV/0! | 0
0 | 0 | - | 0 | 0 | 0 | 0 | #DIV/0! | #DIV/0! | 0
0 | 0 | - | 0 | 0 | 0 | 0 | #DIV/0! | #DIV/0! | 0
0 | 0 | - | 0 | 0 | 0 | 0 | #DIV/0! | #DIV/0! | 0
0 | 0 | - | 0 | 0 | 0 | 0 | #DIV/0! | #DIV/0! | 0
0 | 0 | - | 0 | 0 | 0 | 0 | #DIV/0! | #DIV/0! | 0
0 | 0 | - | 0 | 0 | 0 | 0 | #DIV/0! | #DIV/0! | 0
0 | 0 | - | 0 | 0 | 0 | 0 | #DIV/0! | #DIV/0! | 0
0 | 0 | - | 0 | 0 | 0 | 0 | #DIV/0! | #DIV/0! | 0
0 | 0 | - | 0 | 0 | 0 | 0 | #DIV/0! | #DIV/0! | 0
0 | 0 | - | 0 | 0 | 0 | 0 | #DIV/0! | #DIV/0! | 0
0 | 0 | - | 0 | 0 | 0 | 0 | #DIV/0! | #DIV/0! | 0
0 | 0 | - | 0 | 0 | 0 | 0 | #DIV/0! | #DIV/0! | 0
0 | 0 | - | 0 | 0 | 0 | 0 | #DIV/0! | #DIV/0! | 0
0 | 0 | - | 0 | 0 | 0 | 0 | #DIV/0! | #DIV/0! | 0
0 | 0 | - | 0 | 0 | 0 | 0 | #DIV/0! | #DIV/0! | 0
0 | 0 | - | 0 | 0 | 0 | 0 | #DIV/0! | #DIV/0! | 0
0 | 0 | - | 0 | 0 | 0 | 0 | #DIV/0! | #DIV/0! | 0
0 | 0 | - | 0 | 0 | 0 | 0 | #DIV/0! | #DIV/0! | 0
0 | 0 | - | 0 | 0 | 0 | 0 | #DIV/0! | #DIV/0! | 0
0 | 0 | - | 0 | 0 | 0 | 0 | #DIV/0! | #DIV/0! | 0
0 | 0 | - | 0 | 0 | 0 | 0 | #DIV/0! | #DIV/0! | 0
0 | 0 | - | 0 | 0 | 0 | 0 | #DIV/0! | #DIV/0! | 0
0 | 0 | - | 0 | 0 | 0 | 0 | #DIV/0! | #DIV/0! | 0
0 | 0 | - | 0 | 0 | 0 | 0 | #DIV/0! | #DIV/0! | 0
0 | 0 | - | 0 | 0 | 0 | 0 | #DIV/0! | #DIV/0! | 0
0 | 0 | - | 0 | 0 | 0 | 0 | #DIV/0! | #DIV/0! | 0
0 | 0 | - | 0 | 0 | 0 | 0 | #DIV/0! | #DIV/0! | 0
0 | 0 | - | 0 | 0 | 0 | 0 | #DIV/0! | #DIV/0! | 0
0 | 0 | - | 0 | 0 | 0 | 0 | #DIV/0! | #DIV/0! | 0
0 | 0 | - | 0 | 0 | 0 | 0 | #DIV/0! | #DIV/0! | 0
0 | 0 | - | 0 | 0 | 0 | 0 | #DIV/0! | #DIV/0! | 0
0 | 0 | - | 0 | 0 | 0 | 0 | #DIV/0! | #DIV/0! | 0
0 | 0 | - | 0 | 0 | 0 | 0 | #DIV/0! | #DIV/0! | 0
0 | 0 | - | 0 | 0 | 0 | 0 | #DIV/0! | #DIV/0! | 0
0 | 0 | - | 0 | 0 | 0 | 0 | #DIV/0! | #DIV/0! | 0
0 | 0 | - | 0 | 0 | 0 | 0 | #DIV/0! | #DIV/0! | 0
0 | 0 | - | 0 | 0 | 0 | 0 | #DIV/0! | #DIV/0! | 0
0 | 0 | - | 0 | 0 | 0 | 0 | #DIV/0! | #DIV/0! | 0
0 | 0 | - | 0 | 0 | 0 | 0 | #DIV/0! | #DIV/0! | 0
0 | 0 | - | 0 | 0 | 0 | 0 | #DIV/0! | #DIV/0! | 0
0 | 0 | - | 0 | 0 | 0 | 0 | #DIV/0! | #DIV/0! | 0
0 | 0 | - | 0 | 0 | 0 | 0 | #DIV/0! | #DIV/0! | 0
0 | 0 | - | 0 | 0 | 0 | 0 | #DIV/0! | #DIV/0! | 0
0 | 0 | - | 0 | 0 | 0 | 0 | #DIV/0! | #DIV/0! | 0
0 | 0 | - | 0 | 0 | 0 | 0 | #DIV/0! | #DIV/0! | 0
0 | 0 | - | 0 | 0 | 0 | 0 | #DIV/0! | #DIV/0! | 0
0 | 0 | - | 0 | 0 | 0 | 0 | #DIV/0! | #DIV/0! | 0
0 | 0 | - | 0 | 0 | 0 | 0 | #DIV/0! | #DIV/0! | 0
0 | 0 | - | 0 | 0 | 0 | 0 | #DIV/0! | #DIV/0! | 0
0 | 0 | - | 0 | 0 | 0 | 0 | #DIV/0! | #DIV/0! | 0
0 | 0 | - | 0 | 0 | 0 | 0 | #DIV/0! | #DIV/0! | 0
0 | 0 | - | 0 | 0 | 0 | 0 | #DIV/0! | #DIV/0! | 0
0 | 0 | - | 0 | 0 | 0 | 0 | #DIV/0! | #DIV/0! | 0
0 | 0 | - | 0 | 0 | 0 | 0 | #DIV/0! | #DIV/0! | 0
0 | 0 | - | 0 | 0 | 0 | 0 | #DIV/0! | #DIV/0! | 0
0 | 0 | - | 0 | 0 | 0 | 0 | #DIV/0! | #DIV/0! | 0
0 | 0 | - | 0 | 0 | 0 | 0 | #DIV/0! | #DIV/0! | 0
0 | 0 | - | 0 | 0 | 0 | 0 | #DIV/0! | #DIV/0! | 0
0 | 0 | - | 0 | 0 | 0 | 0 | #DIV/0! | #DIV/0! | 0
0 | 0 | - | 0 | 0 | 0 | 0 | #DIV/0! | #DIV/0! | 0
0 | 0 | - | 0 | 0 | 0 | 0 | #DIV/0! | #DIV/0! | 0
0 | 0 | - | 0 | 0 | 0 | 0 | #DIV/0! | #DIV/0! | 0
0 | 0 | - | 0 | 0 | 0 | 0 | #DIV/0! | #DIV/0! | 0
0 | 0 | - | 0 | 0 | 0 | 0 | #DIV/0! | #DIV/0! | 0
0 | 0 | - | 0 | 0 | 0 | 0 | #DIV/0! | #DIV/0! | 0
0 | 0 | - | 0 | 0 | 0 | 0 | #DIV/0! | #DIV/0! | 0
0 | 0 | - | 0 | 0 | 0 | 0 | #DIV/0! | #DIV/0! | 0
0 | 0 | - | 0 | 0 | 0 | 0 | #DIV/0! | #DIV/0! | 0
0 | 0 | - | 0 | 0 | 0 | 0 | #DIV/0! | #DIV/0! | 0
0 | 0 | - | 0 | 0 | 0 | 0 | #DIV/0! | #DIV/0! | 0
0 | 0 | - | 0 | 0 | 0 | 0 | #DIV/0! | #DIV/0! | 0
0 | 0 | - | 0 | 0 | 0 | 0 | #DIV/0! | #DIV/0! | 0
0 | 0 | - | 0 | 0 | 0 | 0 | #DIV/0! | #DIV/0! | 0
0 | 0 | - | 0 | 0 | 0 | 0 | #DIV/0! | #DIV/0! | 0
0 | 0 | - | 0 | 0 | 0 | 0 | #DIV/0! | #DIV/0! | 0
0 | 0 | - | 0 | 0 | 0 | 0 | #DIV/0! | #DIV/0! | 0
0 | 0 | - | 0 | 0 | 0 | 0 | #DIV/0! | #DIV/0! | 0
0 | 0 | - | 0 | 0 | 0 | 0 | #DIV/0! | #DIV/0! | 0
0 | 0 | - | 0 | 0 | 0 | 0 | #DIV/0! | #DIV/0! | 0
0 | 0 | - | 0 | 0 | 0 | 0 | #DIV/0! | #DIV/0! | 0
0 | 0 | - | 0 | 0 | 0 | 0 | #DIV/0! | #DIV/0! | 0
0 | 0 | - | 0 | 0 | 0 | 0 | #DIV/0! | #DIV/0! | 0
0 | 0 | - | 0 | 0 | 0 | 0 | #DIV/0! | #DIV/0! | 0
0 | 0 | - | 0 | 0 | 0 | 0 | #DIV/0! | #DIV/0! | 0
0 | 0 | - | 0 | 0 | 0 | 0 | #DIV/0! | #DIV/0! | 0
0 | 0 | - | 0 | 0 | 0 | 0 | #DIV/0! | #DIV/0! | 0
0 | 0 | - | 0 | 0 | 0 | 0 | #DIV/0! | #DIV/0! | 0
0 | 0 | - | 0 | 0 | 0 | 0 | #DIV/0! | #DIV/0! | 0
0 | 0 | - | 0 | 0 | 0 | 0 | #DIV/0! | #DIV/0! | 0
0 | 0 | - | 0 | 0 | 0 | 0 | #DIV/0! | #DIV/0! | 0
0 | 0 | - | 0 | 0 | 0 | 0 | #DIV/0! | #DIV/0! | 0
0 | 0 | - | 0 | 0 | 0 | 0 | #DIV/0! | #DIV/0! | 0
0 | 0 | - | 0 | 0 | 0 | 0 | #DIV/0! | #DIV/0! | 0
0 | 0 | - | 0 | 0 | 0 | 0 | #DIV/0! | #DIV/0! | 0
0 | 0 | - | 0 | 0 | 0 | 0 | #DIV/0! | #DIV/0! | 0
0 | 0 | - | 0 | 0 | 0 | 0 | #DIV/0! | #DIV/0! | 0
0 | 0 | - | 0 | 0 | 0 | 0 | #DIV/0! | #DIV/0! | 0
0 | 0 | - | 0 | 0 | 0 | 0 | #DIV/0! | #DIV/0! | 0
0 | 0 | - | 0 | 0 | 0 | 0 | #DIV/0! | #DIV/0! | 0
0 | 0 | - | 0 | 0 | 0 | 0 | #DIV/0! | #DIV/0! | 0
0 | 0 | - | 0 | 0 | 0 | 0 | #DIV/0! | #DIV/0! | 0
0 | 0 | - | 0 | 0 | 0 | 0 | #DIV/0! | #DIV/0! | 0
0 | 0 | - | 0 | 0 | 0 | 0 | #DIV/0! | #DIV/0! | 0
0 | 0 | - | 0 | 0 | 0 | 0 | #DIV/0! | #DIV/0! | 0
0 | 0 | - | 0 | 0 | 0 | 0 | #DIV/0! | #DIV/0! | 0
0 | 0 | - | 0 | 0 | 0 | 0 | #DIV/0! | #DIV/0! | 0
0 | 0 | - | 0 | 0 | 0 | 0 | #DIV/0! | #DIV/0! | 0
0 | 0 | - | 0 | 0 | 0 | 0 | #DIV/0! | #DIV/0! | 0
0 | 0 | - | 0 | 0 | 0 | 0 | #DIV/0! | #DIV/0! | 0
0 | 0 | - | 0 | 0 | 0 | 0 | #DIV/0! | #DIV/0! | 0
0 | 0 | - | 0 | 0 | 0 | 0 | #DIV/0! | #DIV/0! | 0
0 | 0 | - | 0 | 0 | 0 | 0 | #DIV/0! | #DIV/0! | 0
0 | 0 | - | 0 | 0 | 0 | 0 | #DIV/0! | #DIV/0! | 0
0 | 0 | - | 0 | 0 | 0 | 0 | #DIV/0! | #DIV/0! | 0
0 | 0 | - | 0 | 0 | 0 | 0 | #DIV/0! | #DIV/0! | 0
0 | 0 | - | 0 | 0 | 0 | 0 | #DIV/0! | #DIV/0! | 0
0 | 0 | - | 0 | 0 | 0 | 0 | #DIV/0! | #DIV/0! | 0
0 | 0 | - | 0 | 0 | 0 | 0 | #DIV/0! | #DIV/0! | 0
0 | 0 | - | 0 | 0 | 0 | 0 | #DIV/0! | #DIV/0! | 0
0 | 0 | - | 0 | 0 | 0 | 0 | #DIV/0! | #DIV/0! | 0
0 | 0 | - | 0 | 0 | 0 | 0 | #DIV/0! | #DIV/0! | 0
0 | 0 | - | 0 | 0 | 0 | 0 | #DIV/0! | #DIV/0! | 0
0 | 0 | - | 0 | 0 | 0 | 0 | #DIV/0! | #DIV/0! | 0
0 | 0 | - | 0 | 0 | 0 | 0 | #DIV/0! | #DIV/0! | 0
0 | 0 | - | 0 | 0 | 0 | 0 | #DIV/0! | #DIV/0! | 0
0 | 0 | - | 0 | 0 | 0 | 0 | #DIV/0! | #DIV/0! | 0
0 | 0 | - | 0 | 0 | 0 | 0 | #DIV/0! | #DIV/0! | 0
0 | 0 | - | 0 | 0 | 0 | 0 | #DIV/0! | #DIV/0! | 0
0 | 0 | - | 0 | 0 | 0 | 0 | #DIV/0! | #DIV/0! | 0
0 | 0 | - | 0 | 0 | 0 | 0 | #DIV/0! | #DIV/0! | 0
0 | 0 | - | 0 | 0 | 0 | 0 | #DIV/0! | #DIV/0! | 0
0 | 0 | - | 0 | 0 | 0 | 0 | #DIV/0! | #DIV/0! | 0
0 | 0 | - | 0 | 0 | 0 | 0 | #DIV/0! | #DIV/0! | 0
0 | 0 | - | 0 | 0 | 0 | 0 | #DIV/0! | #DIV/0! | 0
0 | 0 | - | 0 | 0 | 0 | 0 | #DIV/0! | #DIV/0! | 0
0 | 0 | - | 0 | 0 | 0 | 0 | #DIV/0! | #DIV/0! | 0
0 | 0 | - | 0 | 0 | 0 | 0 | #DIV/0! | #DIV/0! | 0
0 | 0 | - | 0 | 0 | 0 | 0 | #DIV/0! | #DIV/0! | 0
0 | 0 | - | 0 | 0 | 0 | 0 | #DIV/0! | #DIV/0! | 0
0 | 0 | - | 0 | 0 | 0 | 0 | #DIV/0! | #DIV/0! | 0
0 | 0 | - | 0 | 0 | 0 | 0 | #DIV/0! | #DIV/0! | 0
0 | 0 | - | 0 | 0 | 0 | 0 | #DIV/0! | #DIV/0! | 0
0 | 0 | - | 0 | 0 | 0 | 0 | #DIV/0! | #DIV/0! | 0
0 | 0 | - | 0 | 0 | 0 | 0 | #DIV/0! | #DIV/0! | 0
0 | 0 | - | 0 | 0 | 0 | 0 | #DIV/0! | #DIV/0! | 0
0 | 0 | - | 0 | 0 | 0 | 0 | #DIV/0! | #DIV/0! | 0
0 | 0 | - | 0 | 0 | 0 | 0 | #DIV/0! | #DIV/0! | 0
0 | 0 | - | 0 | 0 | 0 | 0 | #DIV/0! | #DIV/0! | 0
0 | 0 | - | 0 | 0 | 0 | 0 | #DIV/0! | #DIV/0! | 0
0 | 0 | - | 0 | 0 | 0 | 0 | #DIV/0! | #DIV/0! | 0
0 | 0 | - | 0 | 0 | 0 | 0 | #DIV/0! | #DIV/0! | 0
0 | 0 | - | 0 | 0 | 0 | 0 | #DIV/0! | #DIV/0! | 0
0 | 0 | - | 0 | 0 | 0 | 0 | #DIV/0! | #DIV/0! | 0
0 | 0 | - | 0 | 0 | 0 | 0 | #DIV/0! | #DIV/0! | 0
0 | 0 | - | 0 | 0 | 0 | 0 | #DIV/0! | #DIV/0! | 0
0 | 0 | - | 0 | 0 | 0 | 0 | #DIV/0! | #DIV/0! | 0
0 | 0 | - | 0 | 0 | 0 | 0 | #DIV/0! | #DIV/0! | 0
0 | 0 | - | 0 | 0 | 0 | 0 | #DIV/0! | #DIV/0! | 0
0 | 0 | - | 0 | 0 | 0 | 0 | #DIV/0! | #DIV/0! | 0
0 | 0 | - | 0 | 0 | 0 | 0 | #DIV/0! | #DIV/0! | 0
0 | 0 | - | 0 | 0 | 0 | 0 | #DIV/0! | #DIV/0! | 0
0 | 0 | - | 0 | 0 | 0 | 0 | #DIV/0! | #DIV/0! | 0
0 | 0 | - | 0 | 0 | 0 | 0 | #DIV/0! | #DIV/0! | 0
0 | 0 | - | 0 | 0 | 0 | 0 | #DIV/0! | #DIV/0! | 0
0 | 0 | - | 0 | 0 | 0 | 0 | #DIV/0! | #DIV/0! | 0
0 | 0 | - | 0 | 0 | 0 | 0 | #DIV/0! | #DIV/0! | 0
0 | 0 | - | 0 | 0 | 0 | 0 | #DIV/0! | #DIV/0! | 0
0 | 0 | - | 0 | 0 | 0 | 0 | #DIV/0! | #DIV/0! | 0
0 | 0 | - | 0 | 0 | 0 | 0 | #DIV/0! | #DIV/0! | 0
0 | 0 | - | 0 | 0 | 0 | 0 | #DIV/0! | #DIV/0! | 0
0 | 0 | - | 0 | 0 | 0 | 0 | #DIV/0! | #DIV/0! | 0
0 | 0 | - | 0 | 0 | 0 | 0 | #DIV/0! | #DIV/0! | 0
0 | 0 | - | 0 | 0 | 0 | 0 | #DIV/0! | #DIV/0! | 0
0 | 0 | - | 0 | 0 | 0 | 0 | #DIV/0! | #DIV/0! | 0
0 | 0 | - | 0 | 0 | 0 | 0 | #DIV/0! | #DIV/0! | 0
0 | 0 | - | 0 | 0 | 0 | 0 | #DIV/0! | #DIV/0! | 0
0 | 0 | - | 0 | 0 | 0 | 0 | #DIV/0! | #DIV/0! | 0
0 | 0 | - | 0 | 0 | 0 | 0 | #DIV/0! | #DIV/0! | 0
0 | 0 | - | 0 | 0 | 0 | 0 | #DIV/0! | #DIV/0! | 0
0 | 0 | - | 0 | 0 | 0 | 0 | #DIV/0! | #DIV/0! | 0
0 | 0 | - | 0 | 0 | 0 | 0 | #DIV/0! | #DIV/0! | 0
0 | 0 | - | 0 | 0 | 0 | 0 | #DIV/0! | #DIV/0! | 0
0 | 0 | - | 0 | 0 | 0 | 0 | #DIV/0! | #DIV/0! | 0
0 | 0 | - | 0 | 0 | 0 | 0 | #DIV/0! | #DIV/0! | 0
0 | 0 | - | 0 | 0 | 0 | 0 | #DIV/0! | #DIV/0! | 0
0 | 0 | - | 0 | 0 | 0 | 0 | #DIV/0! | #DIV/0! | 0
0 | 0 | - | 0 | 0 | 0 | 0 | #DIV/0! | #DIV/0! | 0
0 | 0 | - | 0 | 0 | 0 | 0 | #DIV/0! | #DIV/0! | 0
0 | 0 | - | 0 | 0 | 0 | 0 | #DIV/0! | #DIV/0! | 0
0 | 0 | - | 0 | 0 | 0 | 0 | #DIV/0! | #DIV/0! | 0
0 | 0 | - | 0 | 0 | 0 | 0 | #DIV/0! | #DIV/0! | 0
0 | 0 | - | 0 | 0 | 0 | 0 | #DIV/0! | #DIV/0! | 0
0 | 0 | - | 0 | 0 | 0 | 0 | #DIV/0! | #DIV/0! | 0
0 | 0 | - | 0 | 0 | 0 | 0 | #DIV/0! | #DIV/0! | 0
0 | 0 | - | 0 | 0 | 0 | 0 | #DIV/0! | #DIV/0! | 0
0 | 0 | - | 0 | 0 | 0 | 0 | #DIV/0! | #DIV/0! | 0
0 | 0 | - | 0 | 0 | 0 | 0 | #DIV/0! | #DIV/0! | 0
0 | 0 | - | 0 | 0 | 0 | 0 | #DIV/0! | #DIV/0! | 0
0 | 0 | - | 0 | 0 | 0 | 0 | #DIV/0! | #DIV/0! | 0
0 | 0 | - | 0 | 0 | 0 | 0 | #DIV/0! | #DIV/0! | 0
0 | 0 | - | 0 | 0 | 0 | 0 | #DIV/0! | #DIV/0! | 0
0 | 0 | - | 0 | 0 | 0 | 0 | #DIV/0! | #DIV/0! | 0
0 | 0 | - | 0 | 0 | 0 | 0 | #DIV/0! | #DIV/0! | 0
0 | 0 | - | 0 | 0 | 0 | 0 | #DIV/0! | #DIV/0! | 0
0 | 0 | - | 0 | 0 | 0 | 0 | #DIV/0! | #DIV/0! | 0
0 | 0 | - | 0 | 0 | 0 | 0 | #DIV/0! | #DIV/0! | 0
0 | 0 | - | 0 | 0 | 0 | 0 | #DIV/0! | #DIV/0! | 0
0 | 0 | - | 0 | 0 | 0 | 0 | #DIV/0! | #DIV/0! | 0
0 | 0 | - | 0 | 0 | 0 | 0 | #DIV/0! | #DIV/0! | 0
0 | 0 | - | 0 | 0 | 0 | 0 | #DIV/0! | #DIV/0! | 0
0 | 0 | - | 0 | 0 | 0 | 0 | #DIV/0! | #DIV/0! | 0
0 | 0 | - | 0 | 0 | 0 | 0 | #DIV/0! | #DIV/0! | 0
0 | 0 | - | 0 | 0 | 0 | 0 | #DIV/0! | #DIV/0! | 0
0 | 0 | - | 0 | 0 | 0 | 0 | #DIV/0! | #DIV/0! | 0
0 | 0 | - | 0 | 0 | 0 | 0 | #DIV/0! | #DIV/0! | 0
0 | 0 | - | 0 | 0 | 0 | 0 | #DIV/0! | #DIV/0! | 0
0 | 0 | - | 0 | 0 | 0 | 0 | #DIV/0! | #DIV/0! | 0
0 | 0 | - | 0 | 0 | 0 | 0 | #DIV/0! | #DIV/0! | 0
0 | 0 | - | 0 | 0 | 0 | 0 | #DIV/0! | #DIV/0! | 0
0 | 0 | - | 0 | 0 | 0 | 0 | #DIV/0! | #DIV/0! | 0
0 | 0 | - | 0 | 0 | 0 | 0 | #DIV/0! | #DIV/0! | 0
0 | 0 | - | 0 | 0 | 0 | 0 | #DIV/0! | #DIV/0! | 0
0 | 0 | - | 0 | 0 | 0 | 0 | #DIV/0! | #DIV/0! | 0
0 | 0 | - | 0 | 0 | 0 | 0 | #DIV/0! | #DIV/0! | 0
0 | 0 | - | 0 | 0 | 0 | 0 | #DIV/0! | #DIV/0! | 0
0 | 0 | - | 0 | 0 | 0 | 0 | #DIV/0! | #DIV/0! | 0
0 | 0 | - | 0 | 0 | 0 | 0 | #DIV/0! | #DIV/0! | 0
0 | 0 | - | 0 | 0 | 0 | 0 | #DIV/0! | #DIV/0! | 0
0 | 0 | - | 0 | 0 | 0 | 0 | #DIV/0! | #DIV/0! | 0
0 | 0 | - | 0 | 0 | 0 | 0 | #DIV/0! | #DIV/0! | 0
0 | 0 | - | 0 | 0 | 0 | 0 | #DIV/0! | #DIV/0! | 0
0 | 0 | - | 0 | 0 | 0 | 0 | #DIV/0! | #DIV/0! | 0
0 | 0 | - | 0 | 0 | 0 | 0 | #DIV/0! | #DIV/0! | 0
0 | 0 | - | 0 | 0 | 0 | 0 | #DIV/0! | #DIV/0! | 0
0 | 0 | - | 0 | 0 | 0 | 0 | #DIV/0! | #DIV/0! | 0
0 | 0 | - | 0 | 0 | 0 | 0 | #DIV/0! | #DIV/0! | 0
0 | 0 | - | 0 | 0 | 0 | 0 | #DIV/0! | #DIV/0! | 0
0 | 0 | - | 0 | 0 | 0 | 0 | #DIV/0! | #DIV/0! | 0
0 | 0 | - | 0 | 0 | 0 | 0 | #DIV/0! | #DIV/0! | 0
0 | 0 | - | 0 | 0 | 0 | 0 | #DIV/0! | #DIV/0! | 0
0 | 0 | - | 0 | 0 | 0 | 0 | #DIV/0! | #DIV/0! | 0
0 | 0 | - | 0 | 0 | 0 | 0 | #DIV/0! | #DIV/0! | 0
0 | 0 | - | 0 | 0 | 0 | 0 | #DIV/0! | #DIV/0! | 0
0 | 0 | - | 0 | 0 | 0 | 0 | #DIV/0! | #DIV/0! | 0
0 | 0 | - | 0 | 0 | 0 | 0 | #DIV/0! | #DIV/0! | 0
0 | 0 | - | 0 | 0 | 0 | 0 | #DIV/0! | #DIV/0! | 0
0 | 0 | - | 0 | 0 | 0 | 0 | #DIV/0! | #DIV/0! | 0
0 | 0 | - | 0 | 0 | 0 | 0 | #DIV/0! | #DIV/0! | 0
0 | 0 | - | 0 | 0 | 0 | 0 | #DIV/0! | #DIV/0! | 0
0 | 0 | - | 0 | 0 | 0 | 0 | #DIV/0! | #DIV/0! | 0
0 | 0 | - | 0 | 0 | 0 | 0 | #DIV/0! | #DIV/0! | 0
0 | 0 | - | 0 | 0 | 0 | 0 | #DIV/0! | #DIV/0! | 0
0 | 0 | - | 0 | 0 | 0 | 0 | #DIV/0! | #DIV/0! | 0
0 | 0 | - | 0 | 0 | 0 | 0 | #DIV/0! | #DIV/0! | 0
0 | 0 | - | 0 | 0 | 0 | 0 | #DIV/0! | #DIV/0! | 0
0 | 0 | - | 0 | 0 | 0 | 0 | #DIV/0! | #DIV/0! | 0
0 | 0 | - | 0 | 0 | 0 | 0 | #DIV/0! | #DIV/0! | 0
0 | 0 | - | 0 | 0 | 0 | 0 | #DIV/0! | #DIV/0! | 0
0 | 0 | - | 0 | 0 | 0 | 0 | #DIV/0! | #DIV/0! | 0
0 | 0 | - | 0 | 0 | 0 | 0 | #DIV/0! | #DIV/0! | 0
0 | 0 | - | 0 | 0 | 0 | 0 | #DIV/0! | #DIV/0! | 0
0 | 0 | - | 0 | 0 | 0 | 0 | #DIV/0! | #DIV/0! | 0
0 | 0 | - | 0 | 0 | 0 | 0 | #DIV/0! | #DIV/0! | 0
0 | 0 | - | 0 | 0 | 0 | 0 | #DIV/0! | #DIV/0! | 0
0 | 0 | - | 0 | 0 | 0 | 0 | #DIV/0! | #DIV/0! | 0
0 | 0 | - | 0 | 0 | 0 | 0 | #DIV/0! | #DIV/0! | 0
0 | 0 | - | 0 | 0 | 0 | 0 | #DIV/0! | #DIV/0! | 0
0 | 0 | - | 0 | 0 | 0 | 0 | #DIV/0! | #DIV/0! | 0
0 | 0 | - | 0 | 0 | 0 | 0 | #DIV/0! | #DIV/0! | 0
0 | 0 | - | 0 | 0 | 0 | 0 | #DIV/0! | #DIV/0! | 0
0 | 0 | - | 0 | 0 | 0 | 0 | #DIV/0! | #DIV/0! | 0
0 | 0 | - | 0 | 0 | 0 | 0 | #DIV/0! | #DIV/0! | 0
0 | 0 | - | 0 | 0 | 0 | 0 | #DIV/0! | #DIV/0! | 0
0 | 0 | - | 0 | 0 | 0 | 0 | #DIV/0! | #DIV/0! | 0
0 | 0 | - | 0 | 0 | 0 | 0 | #DIV/0! | #DIV/0! | 0
0 | 0 | - | 0 | 0 | 0 | 0 | #DIV/0! | #DIV/0! | 0
0 | 0 | - | 0 | 0 | 0 | 0 | #DIV/0! | #DIV/0! | 0
0 | 0 | - | 0 | 0 | 0 | 0 | #DIV/0! | #DIV/0! | 0
0 | 0 | - | 0 | 0 | 0 | 0 | #DIV/0! | #DIV/0! | 0
0 | 0 | - | 0 | 0 | 0 | 0 | #DIV/0! | #DIV/0! | 0
0 | 0 | - | 0 | 0 | 0 | 0 | #DIV/0! | #DIV/0! | 0
0 | 0 | - | 0 | 0 | 0 | 0 | #DIV/0! | #DIV/0! | 0
0 | 0 | - | 0 | 0 | 0 | 0 | #DIV/0! | #DIV/0! | 0
0 | 0 | - | 0 | 0 | 0 | 0 | #DIV/0! | #DIV/0! | 0
0 | 0 | - | 0 | 0 | 0 | 0 | #DIV/0! | #DIV/0! | 0
0 | 0 | - | 0 | 0 | 0 | 0 | #DIV/0! | #DIV/0! | 0
0 | 0 | - | 0 | 0 | 0 | 0 | #DIV/0! | #DIV/0! | 0
0 | 0 | - | 0 | 0 | 0 | 0 | #DIV/0! | #DIV/0! | 0
0 | 0 | - | 0 | 0 | 0 | 0 | #DIV/0! | #DIV/0! | 0
0 | 0 | - | 0 | 0 | 0 | 0 | #DIV/0! | #DIV/0! | 0
0 | 0 | - | 0 | 0 | 0 | 0 | #DIV/0! | #DIV/0! | 0
0 | 0 | - | 0 | 0 | 0 | 0 | #DIV/0! | #DIV/0! | 0
0 | 0 | - | 0 | 0 | 0 | 0 | #DIV/0! | #DIV/0! | 0
0 | 0 | - | 0 | 0 | 0 | 0 | #DIV/0! | #DIV/0! | 0
0 | 0 | - | 0 | 0 | 0 | 0 | #DIV/0! | #DIV/0! | 0
0 | 0 | - | 0 | 0 | 0 | 0 | #DIV/0! | #DIV/0! | 0
0 | 0 | - | 0 | 0 | 0 | 0 | #DIV/0! | #DIV/0! | 0
0 | 0 | - | 0 | 0 | 0 | 0 | #DIV/0! | #DIV/0! | 0
0 | 0 | - | 0 | 0 | 0 | 0 | #DIV/0! | #DIV/0! | 0
0 | 0 | - | 0 | 0 | 0 | 0 | #DIV/0! | #DIV/0! | 0
0 | 0 | - | 0 | 0 | 0 | 0 | #DIV/0! | #DIV/0! | 0
0 | 0 | - | 0 | 0 | 0 | 0 | #DIV/0! | #DIV/0! | 0
0 | 0 | - | 0 | 0 | 0 | 0 | #DIV/0! | #DIV/0! | 0
0 | 0 | - | 0 | 0 | 0 | 0 | #DIV/0! | #DIV/0! | 0
0 | 0 | - | 0 | 0 | 0 | 0 | #DIV/0! | #DIV/0! | 0
0 | 0 | - | 0 | 0 | 0 | 0 | #DIV/0! | #DIV/0! | 0
0 | 0 | - | 0 | 0 | 0 | 0 | #DIV/0! | #DIV/0! | 0
0 | 0 | - | 0 | 0 | 0 | 0 | #DIV/0! | #DIV/0! | 0
0 | 0 | - | 0 | 0 | 0 | 0 | #DIV/0! | #DIV/0! | 0
0 | 0 | - | 0 | 0 | 0 | 0 | #DIV/0! | #DIV/0! | 0
0 | 0 | - | 0 | 0 | 0 | 0 | #DIV/0! | #DIV/0! | 0
0 | 0 | - | 0 | 0 | 0 | 0 | #DIV/0! | #DIV/0! | 0
0 | 0 | - | 0 | 0 | 0 | 0 | #DIV/0! | #DIV/0! | 0
0 | 0 | - | 0 | 0 | 0 | 0 | #DIV/0! | #DIV/0! | 0
0 | 0 | - | 0 | 0 | 0 | 0 | #DIV/0! | #DIV/0! | 0
0 | 0 | - | 0 | 0 | 0 | 0 | #DIV/0! | #DIV/0! | 0
0 | 0 | - | 0 | 0 | 0 | 0 | #DIV/0! | #DIV/0! | 0
0 | 0 | - | 0 | 0 | 0 | 0 | #DIV/0! | #DIV/0! | 0
0 | 0 | - | 0 | 0 | 0 | 0 | #DIV/0! | #DIV/0! | 0
0 | 0 | - | 0 | 0 | 0 | 0 | #DIV/0! | #DIV/0! | 0
0 | 0 | - | 0 | 0 | 0 | 0 | #DIV/0! | #DIV/0! | 0
0 | 0 | - | 0 | 0 | 0 | 0 | #DIV/0! | #DIV/0! | 0
0 | 0 | - | 0 | 0 | 0 | 0 | #DIV/0! | #DIV/0! | 0
0 | 0 | - | 0 | 0 | 0 | 0 | #DIV/0! | #DIV/0! | 0
0 | 0 | - | 0 | 0 | 0 | 0 | #DIV/0! | #DIV/0! | 0
0 | 0 | - | 0 | 0 | 0 | 0 | #DIV/0! | #DIV/0! | 0
0 | 0 | - | 0 | 0 | 0 | 0 | #DIV/0! | #DIV/0! | 0
0 | 0 | - | 0 | 0 | 0 | 0 | #DIV/0! | #DIV/0! | 0
0 | 0 | - | 0 | 0 | 0 | 0 | #DIV/0! | #DIV/0! | 0
0 | 0 | - | 0 | 0 | 0 | 0 | #DIV/0! | #DIV/0! | 0
0 | 0 | - | 0 | 0 | 0 | 0 | #DIV/0! | #DIV/0! | 0
0 | 0 | - | 0 | 0 | 0 | 0 | #DIV/0! | #DIV/0! | 0
0 | 0 | - | 0 | 0 | 0 | 0 | #DIV/0! | #DIV/0! | 0
0 | 0 | - | 0 | 0 | 0 | 0 | #DIV/0! | #DIV/0! | 0
0 | 0 | - | 0 | 0 | 0 | 0 | #DIV/0! | #DIV/0! | 0
0 | 0 | - | 0 | 0 | 0 | 0 | #DIV/0! | #DIV/0! | 0
0 | 0 | - | 0 | 0 | 0 | 0 | #DIV/0! | #DIV/0! | 0
0 | 0 | - | 0 | 0 | 0 | 0 | #DIV/0! | #DIV/0! | 0
0 | 0 | - | 0 | 0 | 0 | 0 | #DIV/0! | #DIV/0! | 0
0 | 0 | - | 0 | 0 | 0 | 0 | #DIV/0! | #DIV/0! | 0
0 | 0 | - | 0 | 0 | 0 | 0 | #DIV/0! | #DIV/0! | 0
0 | 0 | - | 0 | 0 | 0 | 0 | #DIV/0! | #DIV/0! | 0
0 | 0 | - | 0 | 0 | 0 | 0 | #DIV/0! | #DIV/0! | 0
0 | 0 | - | 0 | 0 | 0 | 0 | #DIV/0! | #DIV/0! | 0
0 | 0 | - | 0 | 0 | 0 | 0 | #DIV/0! | #DIV/0! | 0
0 | 0 | - | 0 | 0 | 0 | 0 | #DIV/0! | #DIV/0! | 0
0 | 0 | - | 0 | 0 | 0 | 0 | #DIV/0! | #DIV/0! | 0
0 | 0 | - | 0 | 0 | 0 | 0 | #DIV/0! | #DIV/0! | 0
0 | 0 | - | 0 | 0 | 0 | 0 | #DIV/0! | #DIV/0! | 0
0 | 0 | - | 0 | 0 | 0 | 0 | #DIV/0! | #DIV/0! | 0
0 | 0 | - | 0 | 0 | 0 | 0 | #DIV/0! | #DIV/0! | 0
0 | 0 | - | 0 | 0 | 0 | 0 | #DIV/0! | #DIV/0! | 0
0 | 0 | - | 0 | 0 | 0 | 0 | #DIV/0! | #DIV/0! | 0
0 | 0 | - | 0 | 0 | 0 | 0 | #DIV/0! | #DIV/0! | 0
0 | 0 | - | 0 | 0 | 0 | 0 | #DIV/0! | #DIV/0! | 0
0 | 0 | - | 0 | 0 | 0 | 0 | #DIV/0! | #DIV/0! | 0
0 | 0 | - | 0 | 0 | 0 | 0 | #DIV/0! | #DIV/0! | 0
0 | 0 | - | 0 | 0 | 0 | 0 | #DIV/0! | #DIV/0! | 0
0 | 0 | - | 0 | 0 | 0 | 0 | #DIV/0! | #DIV/0! | 0
0 | 0 | - | 0 | 0 | 0 | 0 | #DIV/0! | #DIV/0! | 0
0 | 0 | - | 0 | 0 | 0 | 0 | #DIV/0! | #DIV/0! | 0
0 | 0 | - | 0 | 0 | 0 | 0 | #DIV/0! | #DIV/0! | 0
0 | 0 | - | 0 | 0 | 0 | 0 | #DIV/0! | #DIV/0! | 0
0 | 0 | - | 0 | 0 | 0 | 0 | #DIV/0! | #DIV/0! | 0
0 | 0 | - | 0 | 0 | 0 | 0 | #DIV/0! | #DIV/0! | 0
0 | 0 | - | 0 | 0 | 0 | 0 | #DIV/0! | #DIV/0! | 0
0 | 0 | - | 0 | 0 | 0 | 0 | #DIV/0! | #DIV/0! | 0
0 | 0 | - | 0 | 0 | 0 | 0 | #DIV/0! | #DIV/0! | 0
0 | 0 | - | 0 | 0 | 0 | 0 | #DIV/0! | #DIV/0! | 0
0 | 0 | - | 0 | 0 | 0 | 0 | #DIV/0! | #DIV/0! | 0
0 | 0 | - | 0 | 0 | 0 | 0 | #DIV/0! | #DIV/0! | 0
0 | 0 | - | 0 | 0 | 0 | 0 | #DIV/0! | #DIV/0! | 0
0 | 0 | - | 0 | 0 | 0 | 0 | #DIV/0! | #DIV/0! | 0
0 | 0 | - | 0 | 0 | 0 | 0 | #DIV/0! | #DIV/0! | 0
0 | 0 | - | 0 | 0 | 0 | 0 | #DIV/0! | #DIV/0! | 0
0 | 0 | - | 0 | 0 | 0 | 0 | #DIV/0! | #DIV/0! | 0
0 | 0 | - | 0 | 0 | 0 | 0 | #DIV/0! | #DIV/0! | 0
0 | 0 | - | 0 | 0 | 0 | 0 | #DIV/0! | #DIV/0! | 0
0 | 0 | - | 0 | 0 | 0 | 0 | #DIV/0! | #DIV/0! | 0
0 | 0 | - | 0 | 0 | 0 | 0 | #DIV/0! | #DIV/0! | 0
0 | 0 | - | 0 | 0 | 0 | 0 | #DIV/0! | #DIV/0! | 0
0 | 0 | - | 0 | 0 | 0 | 0 | #DIV/0! | #DIV/0! | 0
0 | 0 | - | 0 | 0 | 0 | 0 | #DIV/0! | #DIV/0! | 0
0 | 0 | - | 0 | 0 | 0 | 0 | #DIV/0! | #DIV/0! | 0
0 | 0 | - | 0 | 0 | 0 | 0 | #DIV/0! | #DIV/0! | 0
0 | 0 | - | 0 | 0 | 0 | 0 | #DIV/0! | #DIV/0! | 0
0 | 0 | - | 0 | 0 | 0 | 0 | #DIV/0! | #DIV/0! | 0
0 | 0 | - | 0 | 0 | 0 | 0 | #DIV/0! | #DIV/0! | 0
0 | 0 | - | 0 | 0 | 0 | 0 | #DIV/0! | #DIV/0! | 0
0 | 0 | - | 0 | 0 | 0 | 0 | #DIV/0! | #DIV/0! | 0
0 | 0 | - | 0 | 0 | 0 | 0 | #DIV/0! | #DIV/0! | 0
0 | 0 | - | 0 | 0 | 0 | 0 | #DIV/0! | #DIV/0! | 0
0 | 0 | - | 0 | 0 | 0 | 0 | #DIV/0! | #DIV/0! | 0
0 | 0 | - | 0 | 0 | 0 | 0 | #DIV/0! | #DIV/0! | 0
0 | 0 | - | 0 | 0 | 0 | 0 | #DIV/0! | #DIV/0! | 0
0 | 0 | - | 0 | 0 | 0 | 0 | #DIV/0! | #DIV/0! | 0
0 | 0 | - | 0 | 0 | 0 | 0 | #DIV/0! | #DIV/0! | 0
0 | 0 | - | 0 | 0 | 0 | 0 | #DIV/0! | #DIV/0! | 0
0 | 0 | - | 0 | 0 | 0 | 0 | #DIV/0! | #DIV/0! | 0
0 | 0 | - | 0 | 0 | 0 | 0 | #DIV/0! | #DIV/0! | 0
0 | 0 | - | 0 | 0 | 0 | 0 | #DIV/0! | #DIV/0! | 0
0 | 0 | - | 0 | 0 | 0 | 0 | #DIV/0! | #DIV/0! | 0
0 | 0 | - | 0 | 0 | 0 | 0 | #DIV/0! | #DIV/0! | 0
0 | 0 | - | 0 | 0 | 0 | 0 | #DIV/0! | #DIV/0! | 0
0 | 0 | - | 0 | 0 | 0 | 0 | #DIV/0! | #DIV/0! | 0
0 | 0 | - | 0 | 0 | 0 | 0 | #DIV/0! | #DIV/0! | 0
0 | 0 | - | 0 | 0 | 0 | 0 | #DIV/0! | #DIV/0! | 0
0 | 0 | - | 0 | 0 | 0 | 0 | #DIV/0! | #DIV/0! | 0
0 | 0 | - | 0 | 0 | 0 | 0 | #DIV/0! | #DIV/0! | 0
0 | 0 | - | 0 | 0 | 0 | 0 | #DIV/0! | #DIV/0! | 0
0 | 0 | - | 0 | 0 | 0 | 0 | #DIV/0! | #DIV/0! | 0
0 | 0 | - | 0 | 0 | 0 | 0 | #DIV/0! | #DIV/0! | 0
0 | 0 | - | 0 | 0 | 0 | 0 | #DIV/0! | #DIV/0! | 0
0 | 0 | - | 0 | 0 | 0 | 0 | #DIV/0! | #DIV/0! | 0
0 | 0 | - | 0 | 0 | 0 | 0 | #DIV/0! | #DIV/0! | 0
0 | 0 | - | 0 | 0 | 0 | 0 | #DIV/0! | #DIV/0! | 0
0 | 0 | - | 0 | 0 | 0 | 0 | #DIV/0! | #DIV/0! | 0
0 | 0 | - | 0 | 0 | 0 | 0 | #DIV/0! | #DIV/0! | 0
0 | 0 | - | 0 | 0 | 0 | 0 | #DIV/0! | #DIV/0! | 0
0 | 0 | - | 0 | 0 | 0 | 0 | #DIV/0! | #DIV/0! | 0
0 | 0 | - | 0 | 0 | 0 | 0 | #DIV/0! | #DIV/0! | 0
0 | 0 | - | 0 | 0 | 0 | 0 | #DIV/0! | #DIV/0! | 0
0 | 0 | - | 0 | 0 | 0 | 0 | #DIV/0! | #DIV/0! | 0
0 | 0 | - | 0 | 0 | 0 | 0 | #DIV/0! | #DIV/0! | 0
0 | 0 | - | 0 | 0 | 0 | 0 | #DIV/0! | #DIV/0! | 0
0 | 0 | - | 0 | 0 | 0 | 0 | #DIV/0! | #DIV/0! | 0
0 | 0 | - | 0 | 0 | 0 | 0 | #DIV/0! | #DIV/0! | 0
0 | 0 | - | 0 | 0 | 0 | 0 | #DIV/0! | #DIV/0! | 0
0 | 0 | - | 0 | 0 | 0 | 0 | #DIV/0! | #DIV/0! | 0
0 | 0 | - | 0 | 0 | 0 | 0 | #DIV/0! | #DIV/0! | 0
0 | 0 | - | 0 | 0 | 0 | 0 | #DIV/0! | #DIV/0! | 0
0 | 0 | - | 0 | 0 | 0 | 0 | #DIV/0! | #DIV/0! | 0
0 | 0 | - | 0 | 0 | 0 | 0 | #DIV/0! | #DIV/0! | 0
0 | 0 | - | 0 | 0 | 0 | 0 | #DIV/0! | #DIV/0! | 0
0 | 0 | - | 0 | 0 | 0 | 0 | #DIV/0! | #DIV/0! | 0
0 | 0 | - | 0 | 0 | 0 | 0 | #DIV/0! | #DIV/0! | 0
0 | 0 | - | 0 | 0 | 0 | 0 | #DIV/0! | #DIV/0! | 0
0 | 0 | - | 0 | 0 | 0 | 0 | #DIV/0! | #DIV/0! | 0
0 | 0 | - | 0 | 0 | 0 | 0 | #DIV/0! | #DIV/0! | 0
0 | 0 | - | 0 | 0 | 0 | 0 | #DIV/0! | #DIV/0! | 0
0 | 0 | - | 0 | 0 | 0 | 0 | #DIV/0! | #DIV/0! | 0
0 | 0 | - | 0 | 0 | 0 | 0 | #DIV/0! | #DIV/0! | 0
0 | 0 | - | 0 | 0 | 0 | 0 | #DIV/0! | #DIV/0! | 0
0 | 0 | - | 0 | 0 | 0 | 0 | #DIV/0! | #DIV/0! | 0
0 | 0 | - | 0 | 0 | 0 | 0 | #DIV/0! | #DIV/0! | 0
0 | 0 | - | 0 | 0 | 0 | 0 | #DIV/0! | #DIV/0! | 0
0 | 0 | - | 0 | 0 | 0 | 0 | #DIV/0! | #DIV/0! | 0
0 | 0 | - | 0 | 0 | 0 | 0 | #DIV/0! | #DIV/0! | 0
0 | 0 | - | 0 | 0 | 0 | 0 | #DIV/0! | #DIV/0! | 0
0 | 0 | - | 0 | 0 | 0 | 0 | #DIV/0! | #DIV/0! | 0
0 | 0 | - | 0 | 0 | 0 | 0 | #DIV/0! | #DIV/0! | 0
0 | 0 | - | 0 | 0 | 0 | 0 | #DIV/0! | #DIV/0! | 0
0 | 0 | - | 0 | 0 | 0 | 0 | #DIV/0! | #DIV/0! | 0
0 | 0 | - | 0 | 0 | 0 | 0 | #DIV/0! | #DIV/0! | 0
0 | 0 | - | 0 | 0 | 0 | 0 | #DIV/0! | #DIV/0! | 0
0 | 0 | - | 0 | 0 | 0 | 0 | #DIV/0! | #DIV/0! | 0
0 | 0 | - | 0 | 0 | 0 | 0 | #DIV/0! | #DIV/0! | 0
0 | 0 | - | 0 | 0 | 0 | 0 | #DIV/0! | #DIV/0! | 0
0 | 0 | - | 0 | 0 | 0 | 0 | #DIV/0! | #DIV/0! | 0
0 | 0 | - | 0 | 0 | 0 | 0 | #DIV/0! | #DIV/0! | 0
0 | 0 | - | 0 | 0 | 0 | 0 | #DIV/0! | #DIV/0! | 0
0 | 0 | - | 0 | 0 | 0 | 0 | #DIV/0! | #DIV/0! | 0
0 | 0 | - | 0 | 0 | 0 | 0 | #DIV/0! | #DIV/0! | 0
0 | 0 | - | 0 | 0 | 0 | 0 | #DIV/0! | #DIV/0! | 0
0 | 0 | - | 0 | 0 | 0 | 0 | #DIV/0! | #DIV/0! | 0
0 | 0 | - | 0 | 0 | 0 | 0 | #DIV/0! | #DIV/0! | 0
0 | 0 | - | 0 | 0 | 0 | 0 | #DIV/0! | #DIV/0! | 0
0 | 0 | - | 0 | 0 | 0 | 0 | #DIV/0! | #DIV/0! | 0
0 | 0 | - | 0 | 0 | 0 | 0 | #DIV/0! | #DIV/0! | 0
0 | 0 | - | 0 | 0 | 0 | 0 | #DIV/0! | #DIV/0! | 0
0 | 0 | - | 0 | 0 | 0 | 0 | #DIV/0! | #DIV/0! | 0
0 | 0 | - | 0 | 0 | 0 | 0 | #DIV/0! | #DIV/0! | 0
0 | 0 | - | 0 | 0 | 0 | 0 | #DIV/0! | #DIV/0! | 0
0 | 0 | - | 0 | 0 | 0 | 0 | #DIV/0! | #DIV/0! | 0
0 | 0 | - | 0 | 0 | 0 | 0 | #DIV/0! | #DIV/0! | 0
0 | 0 | - | 0 | 0 | 0 | 0 | #DIV/0! | #DIV/0! | 0
0 | 0 | - | 0 | 0 | 0 | 0 | #DIV/0! | #DIV/0! | 0
0 | 0 | - | 0 | 0 | 0 | 0 | #DIV/0! | #DIV/0! | 0
0 | 0 | - | 0 | 0 | 0 | 0 | #DIV/0! | #DIV/0! | 0
0 | 0 | - | 0 | 0 | 0 | 0 | #DIV/0! | #DIV/0! | 0
0 | 0 | - | 0 | 0 | 0 | 0 | #DIV/0! | #DIV/0! | 0
0 | 0 | - | 0 | 0 | 0 | 0 | #DIV/0! | #DIV/0! | 0
0 | 0 | - | 0 | 0 | 0 | 0 | #DIV/0! | #DIV/0! | 0
0 | 0 | - | 0 | 0 | 0 | 0 | #DIV/0! | #DIV/0! | 0
0 | 0 | - | 0 | 0 | 0 | 0 | #DIV/0! | #DIV/0! | 0
0 | 0 | - | 0 | 0 | 0 | 0 | #DIV/0! | #DIV/0! | 0
0 | 0 | - | 0 | 0 | 0 | 0 | #DIV/0! | #DIV/0! | 0
0 | 0 | - | 0 | 0 | 0 | 0 | #DIV/0! | #DIV/0! | 0
0 | 0 | - | 0 | 0 | 0 | 0 | #DIV/0! | #DIV/0! | 0
0 | 0 | - | 0 | 0 | 0 | 0 | #DIV/0! | #DIV/0! | 0
0 | 0 | - | 0 | 0 | 0 | 0 | #DIV/0! | #DIV/0! | 0
0 | 0 | - | 0 | 0 | 0 | 0 | #DIV/0! | #DIV/0! | 0
0 | 0 | - | 0 | 0 | 0 | 0 | #DIV/0! | #DIV/0! | 0
0 | 0 | - | 0 | 0 | 0 | 0 | #DIV/0! | #DIV/0! | 0
0 | 0 | - | 0 | 0 | 0 | 0 | #DIV/0! | #DIV/0! | 0
0 | 0 | - | 0 | 0 | 0 | 0 | #DIV/0! | #DIV/0! | 0
0 | 0 | - | 0 | 0 | 0 | 0 | #DIV/0! | #DIV/0! | 0
0 | 0 | - | 0 | 0 | 0 | 0 | #DIV/0! | #DIV/0! | 0
0 | 0 | - | 0 | 0 | 0 | 0 | #DIV/0! | #DIV/0! | 0
0 | 0 | - | 0 | 0 | 0 | 0 | #DIV/0! | #DIV/0! | 0
0 | 0 | - | 0 | 0 | 0 | 0 | #DIV/0! | #DIV/0! | 0
0 | 0 | - | 0 | 0 | 0 | 0 | #DIV/0! | #DIV/0! | 0
0 | 0 | - | 0 | 0 | 0 | 0 | #DIV/0! | #DIV/0! | 0
0 | 0 | - | 0 | 0 | 0 | 0 | #DIV/0! | #DIV/0! | 0
0 | 0 | - | 0 | 0 | 0 | 0 | #DIV/0! | #DIV/0! | 0
0 | 0 | - | 0 | 0 | 0 | 0 | #DIV/0! | #DIV/0! | 0
0 | 0 | - | 0 | 0 | 0 | 0 | #DIV/0! | #DIV/0! | 0
0 | 0 | - | 0 | 0 | 0 | 0 | #DIV/0! | #DIV/0! | 0
0 | 0 | - | 0 | 0 | 0 | 0 | #DIV/0! | #DIV/0! | 0
0 | 0 | - | 0 | 0 | 0 | 0 | #DIV/0! | #DIV/0! | 0
0 | 0 | - | 0 | 0 | 0 | 0 | #DIV/0! | #DIV/0! | 0
0 | 0 | - | 0 | 0 | 0 | 0 | #DIV/0! | #DIV/0! | 0
0 | 0 | - | 0 | 0 | 0 | 0 | #DIV/0! | #DIV/0! | 0
0 | 0 | - | 0 | 0 | 0 | 0 | #DIV/0! | #DIV/0! | 0
0 | 0 | - | 0 | 0 | 0 | 0 | #DIV/0! | #DIV/0! | 0
0 | 0 | - | 0 | 0 | 0 | 0 | #DIV/0! | #DIV/0! | 0
0 | 0 | - | 0 | 0 | 0 | 0 | #DIV/0! | #DIV/0! | 0
0 | 0 | - | 0 | 0 | 0 | 0 | #DIV/0! | #DIV/0! | 0
0 | 0 | - | 0 | 0 | 0 | 0 | #DIV/0! | #DIV/0! | 0
0 | 0 | - | 0 | 0 | 0 | 0 | #DIV/0! | #DIV/0! | 0
0 | 0 | - | 0 | 0 | 0 | 0 | #DIV/0! | #DIV/0! | 0
0 | 0 | - | 0 | 0 | 0 | 0 | #DIV/0! | #DIV/0! | 0
0 | 0 | - | 0 | 0 | 0 | 0 | #DIV/0! | #DIV/0! | 0
0 | 0 | - | 0 | 0 | 0 | 0 | #DIV/0! | #DIV/0! | 0
0 | 0 | - | 0 | 0 | 0 | 0 | #DIV/0! | #DIV/0! | 0
0 | 0 | - | 0 | 0 | 0 | 0 | #DIV/0! | #DIV/0! | 0
0 | 0 | - | 0 | 0 | 0 | 0 | #DIV/0! | #DIV/0! | 0
0 | 0 | - | 0 | 0 | 0 | 0 | #DIV/0! | #DIV/0! | 0
0 | 0 | - | 0 | 0 | 0 | 0 | #DIV/0! | #DIV/0! | 0
0 | 0 | - | 0 | 0 | 0 | 0 | #DIV/0! | #DIV/0! | 0
0 | 0 | - | 0 | 0 | 0 | 0 | #DIV/0! | #DIV/0! | 0
0 | 0 | - | 0 | 0 | 0 | 0 | #DIV/0! | #DIV/0! | 0
0 | 0 | - | 0 | 0 | 0 | 0 | #DIV/0! | #DIV/0! | 0
0 | 0 | - | 0 | 0 | 0 | 0 | #DIV/0! | #DIV/0! | 0
0 | 0 | - | 0 | 0 | 0 | 0 | #DIV/0! | #DIV/0! | 0
0 | 0 | - | 0 | 0 | 0 | 0 | #DIV/0! | #DIV/0! | 0
0 | 0 | - | 0 | 0 | 0 | 0 | #DIV/0! | #DIV/0! | 0
0 | 0 | - | 0 | 0 | 0 | 0 | #DIV/0! | #DIV/0! | 0
0 | 0 | - | 0 | 0 | 0 | 0 | #DIV/0! | #DIV/0! | 0
0 | 0 | - | 0 | 0 | 0 | 0 | #DIV/0! | #DIV/0! | 0
0 | 0 | - | 0 | 0 | 0 | 0 | #DIV/0! | #DIV/0! | 0
0 | 0 | - | 0 | 0 | 0 | 0 | #DIV/0! | #DIV/0! | 0
0 | 0 | - | 0 | 0 | 0 | 0 | #DIV/0! | #DIV/0! | 0
0 | 0 | - | 0 | 0 | 0 | 0 | #DIV/0! | #DIV/0! | 0
0 | 0 | - | 0 | 0 | 0 | 0 | #DIV/0! | #DIV/0! | 0
0 | 0 | - | 0 | 0 | 0 | 0 | #DIV/0! | #DIV/0! | 0
0 | 0 | - | 0 | 0 | 0 | 0 | #DIV/0! | #DIV/0! | 0
0 | 0 | - | 0 | 0 | 0 | 0 | #DIV/0! | #DIV/0! | 0
0 | 0 | - | 0 | 0 | 0 | 0 | #DIV/0! | #DIV/0! | 0
0 | 0 | - | 0 | 0 | 0 | 0 | #DIV/0! | #DIV/0! | 0
0 | 0 | - | 0 | 0 | 0 | 0 | #DIV/0! | #DIV/0! | 0
0 | 0 | - | 0 | 0 | 0 | 0 | #DIV/0! | #DIV/0! | 0
0 | 0 | - | 0 | 0 | 0 | 0 | #DIV/0! | #DIV/0! | 0
0 | 0 | - | 0 | 0 | 0 | 0 | #DIV/0! | #DIV/0! | 0
0 | 0 | - | 0 | 0 | 0 | 0 | #DIV/0! | #DIV/0! | 0
0 | 0 | - | 0 | 0 | 0 | 0 | #DIV/0! | #DIV/0! | 0
0 | 0 | - | 0 | 0 | 0 | 0 | #DIV/0! | #DIV/0! | 0
0 | 0 | - | 0 | 0 | 0 | 0 | #DIV/0! | #DIV/0! | 0
0 | 0 | - | 0 | 0 | 0 | 0 | #DIV/0! | #DIV/0! | 0
0 | 0 | - | 0 | 0 | 0 | 0 | #DIV/0! | #DIV/0! | 0
0 | 0 | - | 0 | 0 | 0 | 0 | #DIV/0! | #DIV/0! | 0
0 | 0 | - | 0 | 0 | 0 | 0 | #DIV/0! | #DIV/0! | 0
0 | 0 | - | 0 | 0 | 0 | 0 | #DIV/0! | #DIV/0! | 0
0 | 0 | - | 0 | 0 | 0 | 0 | #DIV/0! | #DIV/0! | 0
0 | 0 | - | 0 | 0 | 0 | 0 | #DIV/0! | #DIV/0! | 0
0 | 0 | - | 0 | 0 | 0 | 0 | #DIV/0! | #DIV/0! | 0
0 | 0 | - | 0 | 0 | 0 | 0 | #DIV/0! | #DIV/0! | 0
0 | 0 | - | 0 | 0 | 0 | 0 | #DIV/0! | #DIV/0! | 0
0 | 0 | - | 0 | 0 | 0 | 0 | #DIV/0! | #DIV/0! | 0
0 | 0 | - | 0 | 0 | 0 | 0 | #DIV/0! | #DIV/0! | 0
0 | 0 | - | 0 | 0 | 0 | 0 | #DIV/0! | #DIV/0! | 0
0 | 0 | - | 0 | 0 | 0 | 0 | #DIV/0! | #DIV/0! | 0
0 | 0 | - | 0 | 0 | 0 | 0 | #DIV/0! | #DIV/0! | 0
0 | 0 | - | 0 | 0 | 0 | 0 | #DIV/0! | #DIV/0! | 0
0 | 0 | - | 0 | 0 | 0 | 0 | #DIV/0! | #DIV/0! | 0
0 | 0 | - | 0 | 0 | 0 | 0 | #DIV/0! | #DIV/0! | 0
0 | 0 | - | 0 | 0 | 0 | 0 | #DIV/0! | #DIV/0! | 0
0 | 0 | - | 0 | 0 | 0 | 0 | #DIV/0! | #DIV/0! | 0
0 | 0 | - | 0 | 0 | 0 | 0 | #DIV/0! | #DIV/0! | 0
0 | 0 | - | 0 | 0 | 0 | 0 | #DIV/0! | #DIV/0! | 0
0 | 0 | - | 0 | 0 | 0 | 0 | #DIV/0! | #DIV/0! | 0
0 | 0 | - | 0 | 0 | 0 | 0 | #DIV/0! | #DIV/0! | 0
0 | 0 | - | 0 | 0 | 0 | 0 | #DIV/0! | #DIV/0! | 0
0 | 0 | - | 0 | 0 | 0 | 0 | #DIV/0! | #DIV/0! | 0
0 | 0 | - | 0 | 0 | 0 | 0 | #DIV/0! | #DIV/0! | 0
0 | 0 | - | 0 | 0 | 0 | 0 | #DIV/0! | #DIV/0! | 0
0 | 0 | - | 0 | 0 | 0 | 0 | #DIV/0! | #DIV/0! | 0
0 | 0 | - | 0 | 0 | 0 | 0 | #DIV/0! | #DIV/0! | 0
0 | 0 | - | 0 | 0 | 0 | 0 | #DIV/0! | #DIV/0! | 0
0 | 0 | - | 0 | 0 | 0 | 0 | #DIV/0! | #DIV/0! | 0
0 | 0 | - | 0 | 0 | 0 | 0 | #DIV/0! | #DIV/0! | 0
0 | 0 | - | 0 | 0 | 0 | 0 | #DIV/0! | #DIV/0! | 0
0 | 0 | - | 0 | 0 | 0 | 0 | #DIV/0! | #DIV/0! | 0
0 | 0 | - | 0 | 0 | 0 | 0 | #DIV/0! | #DIV/0! | 0
0 | 0 | - | 0 | 0 | 0 | 0 | #DIV/0! | #DIV/0! | 0
0 | 0 | - | 0 | 0 | 0 | 0 | #DIV/0! | #DIV/0! | 0
0 | 0 | - | 0 | 0 | 0 | 0 | #DIV/0! | #DIV/0! | 0
0 | 0 | - | 0 | 0 | 0 | 0 | #DIV/0! | #DIV/0! | 0
0 | 0 | - | 0 | 0 | 0 | 0 | #DIV/0! | #DIV/0! | 0
0 | 0 | - | 0 | 0 | 0 | 0 | #DIV/0! | #DIV/0! | 0
0 | 0 | - | 0 | 0 | 0 | 0 | #DIV/0! | #DIV/0! | 0
0 | 0 | - | 0 | 0 | 0 | 0 | #DIV/0! | #DIV/0! | 0
0 | 0 | - | 0 | 0 | 0 | 0 | #DIV/0! | #DIV/0! | 0
0 | 0 | - | 0 | 0 | 0 | 0 | #DIV/0! | #DIV/0! | 0
0 | 0 | - | 0 | 0 | 0 | 0 | #DIV/0! | #DIV/0! | 0
0 | 0 | - | 0 | 0 | 0 | 0 | #DIV/0! | #DIV/0! | 0
0 | 0 | - | 0 | 0 | 0 | 0 | #DIV/0! | #DIV/0! | 0
0 | 0 | - | 0 | 0 | 0 | 0 | #DIV/0! | #DIV/0! | 0
0 | 0 | - | 0 | 0 | 0 | 0 | #DIV/0! | #DIV/0! | 0
0 | 0 | - | 0 | 0 | 0 | 0 | #DIV/0! | #DIV/0! | 0
0 | 0 | - | 0 | 0 | 0 | 0 | #DIV/0! | #DIV/0! | 0
0 | 0 | - | 0 | 0 | 0 | 0 | #DIV/0! | #DIV/0! | 0
0 | 0 | - | 0 | 0 | 0 | 0 | #DIV/0! | #DIV/0! | 0
0 | 0 | - | 0 | 0 | 0 | 0 | #DIV/0! | #DIV/0! | 0
0 | 0 | - | 0 | 0 | 0 | 0 | #DIV/0! | #DIV/0! | 0
0 | 0 | - | 0 | 0 | 0 | 0 | #DIV/0! | #DIV/0! | 0
0 | 0 | - | 0 | 0 | 0 | 0 | #DIV/0! | #DIV/0! | 0
0 | 0 | - | 0 | 0 | 0 | 0 | #DIV/0! | #DIV/0! | 0
0 | 0 | - | 0 | 0 | 0 | 0 | #DIV/0! | #DIV/0! | 0
0 | 0 | - | 0 | 0 | 0 | 0 | #DIV/0! | #DIV/0! | 0
0 | 0 | - | 0 | 0 | 0 | 0 | #DIV/0! | #DIV/0! | 0
0 | 0 | - | 0 | 0 | 0 | 0 | #DIV/0! | #DIV/0! | 0
0 | 0 | - | 0 | 0 | 0 | 0 | #DIV/0! | #DIV/0! | 0
0 | 0 | - | 0 | 0 | 0 | 0 | #DIV/0! | #DIV/0! | 0
0 | 0 | - | 0 | 0 | 0 | 0 | #DIV/0! | #DIV/0! | 0
0 | 0 | - | 0 | 0 | 0 | 0 | #DIV/0! | #DIV/0! | 0
0 | 0 | - | 0 | 0 | 0 | 0 | #DIV/0! | #DIV/0! | 0
0 | 0 | - | 0 | 0 | 0 | 0 | #DIV/0! | #DIV/0! | 0
0 | 0 | - | 0 | 0 | 0 | 0 | #DIV/0! | #DIV/0! | 0
0 | 0 | - | 0 | 0 | 0 | 0 | #DIV/0! | #DIV/0! | 0
0 | 0 | - | 0 | 0 | 0 | 0 | #DIV/0! | #DIV/0! | 0
0 | 0 | - | 0 | 0 | 0 | 0 | #DIV/0! | #DIV/0! | 0
0 | 0 | - | 0 | 0 | 0 | 0 | #DIV/0! | #DIV/0! | 0
0 | 0 | - | 0 | 0 | 0 | 0 | #DIV/0! | #DIV/0! | 0
0 | 0 | - | 0 | 0 | 0 | 0 | #DIV/0! | #DIV/0! | 0
0 | 0 | - | 0 | 0 | 0 | 0 | #DIV/0! | #DIV/0! | 0
0 | 0 | - | 0 | 0 | 0 | 0 | #DIV/0! | #DIV/0! | 0
0 | 0 | - | 0 | 0 | 0 | 0 | #DIV/0! | #DIV/0! | 0
0 | 0 | - | 0 | 0 | 0 | 0 | #DIV/0! | #DIV/0! | 0
0 | 0 | - | 0 | 0 | 0 | 0 | #DIV/0! | #DIV/0! | 0
0 | 0 | - | 0 | 0 | 0 | 0 | #DIV/0! | #DIV/0! | 0
0 | 0 | - | 0 | 0 | 0 | 0 | #DIV/0! | #DIV/0! | 0
0 | 0 | - | 0 | 0 | 0 | 0 | #DIV/0! | #DIV/0! | 0
0 | 0 | - | 0 | 0 | 0 | 0 | #DIV/0! | #DIV/0! | 0
0 | 0 | - | 0 | 0 | 0 | 0 | #DIV/0! | #DIV/0! | 0
0 | 0 | - | 0 | 0 | 0 | 0 | #DIV/0! | #DIV/0! | 0
0 | 0 | - | 0 | 0 | 0 | 0 | #DIV/0! | #DIV/0! | 0
0 | 0 | - | 0 | 0 | 0 | 0 | #DIV/0! | #DIV/0! | 0
0 | 0 | - | 0 | 0 | 0 | 0 | #DIV/0! | #DIV/0! | 0
0 | 0 | - | 0 | 0 | 0 | 0 | #DIV/0! | #DIV/0! | 0
0 | 0 | - | 0 | 0 | 0 | 0 | #DIV/0! | #DIV/0! | 0
0 | 0 | - | 0 | 0 | 0 | 0 | #DIV/0! | #DIV/0! | 0
0 | 0 | - | 0 | 0 | 0 | 0 | #DIV/0! | #DIV/0! | 0
0 | 0 | - | 0 | 0 | 0 | 0 | #DIV/0! | #DIV/0! | 0
0 | 0 | - | 0 | 0 | 0 | 0 | #DIV/0! | #DIV/0! | 0
0 | 0 | - | 0 | 0 | 0 | 0 | #DIV/0! | #DIV/0! | 0
0 | 0 | - | 0 | 0 | 0 | 0 | #DIV/0! | #DIV/0! | 0
0 | 0 | - | 0 | 0 | 0 | 0 | #DIV/0! | #DIV/0! | 0
0 | 0 | - | 0 | 0 | 0 | 0 | #DIV/0! | #DIV/0! | 0
0 | 0 | - | 0 | 0 | 0 | 0 | #DIV/0! | #DIV/0! | 0
0 | 0 | - | 0 | 0 | 0 | 0 | #DIV/0! | #DIV/0! | 0
0 | 0 | - | 0 | 0 | 0 | 0 | #DIV/0! | #DIV/0! | 0
0 | 0 | - | 0 | 0 | 0 | 0 | #DIV/0! | #DIV/0! | 0
0 | 0 | - | 0 | 0 | 0 | 0 | #DIV/0! | #DIV/0! | 0
0 | 0 | - | 0 | 0 | 0 | 0 | #DIV/0! | #DIV/0! | 0
0 | 0 | - | 0 | 0 | 0 | 0 | #DIV/0! | #DIV/0! | 0
0 | 0 | - | 0 | 0 | 0 | 0 | #DIV/0! | #DIV/0! | 0
0 | 0 | - | 0 | 0 | 0 | 0 | #DIV/0! | #DIV/0! | 0
0 | 0 | - | 0 | 0 | 0 | 0 | #DIV/0! | #DIV/0! | 0
0 | 0 | - | 0 | 0 | 0 | 0 | #DIV/0! | #DIV/0! | 0
0 | 0 | - | 0 | 0 | 0 | 0 | #DIV/0! | #DIV/0! | 0
0 | 0 | - | 0 | 0 | 0 | 0 | #DIV/0! | #DIV/0! | 0
0 | 0 | - | 0 | 0 | 0 | 0 | #DIV/0! | #DIV/0! | 0
0 | 0 | - | 0 | 0 | 0 | 0 | #DIV/0! | #DIV/0! | 0
0 | 0 | - | 0 | 0 | 0 | 0 | #DIV/0! | #DIV/0! | 0
0 | 0 | - | 0 | 0 | 0 | 0 | #DIV/0! | #DIV/0! | 0
0 | 0 | - | 0 | 0 | 0 | 0 | #DIV/0! | #DIV/0! | 0
0 | 0 | - | 0 | 0 | 0 | 0 | #DIV/0! | #DIV/0! | 0
0 | 0 | - | 0 | 0 | 0 | 0 | #DIV/0! | #DIV/0! | 0
0 | 0 | - | 0 | 0 | 0 | 0 | #DIV/0! | #DIV/0! | 0
0 | 0 | - | 0 | 0 | 0 | 0 | #DIV/0! | #DIV/0! | 0
0 | 0 | - | 0 | 0 | 0 | 0 | #DIV/0! | #DIV/0! | 0
0 | 0 | - | 0 | 0 | 0 | 0 | #DIV/0! | #DIV/0! | 0
0 | 0 | - | 0 | 0 | 0 | 0 | #DIV/0! | #DIV/0! | 0
0 | 0 | - | 0 | 0 | 0 | 0 | #DIV/0! | #DIV/0! | 0
0 | 0 | - | 0 | 0 | 0 | 0 | #DIV/0! | #DIV/0! | 0
0 | 0 | - | 0 | 0 | 0 | 0 | #DIV/0! | #DIV/0! | 0
0 | 0 | - | 0 | 0 | 0 | 0 | #DIV/0! | #DIV/0! | 0
0 | 0 | - | 0 | 0 | 0 | 0 | #DIV/0! | #DIV/0! | 0
0 | 0 | - | 0 | 0 | 0 | 0 | #DIV/0! | #DIV/0! | 0
0 | 0 | - | 0 | 0 | 0 | 0 | #DIV/0! | #DIV/0! | 0
0 | 0 | - | 0 | 0 | 0 | 0 | #DIV/0! | #DIV/0! | 0
0 | 0 | - | 0 | 0 | 0 | 0 | #DIV/0! | #DIV/0! | 0
0 | 0 | - | 0 | 0 | 0 | 0 | #DIV/0! | #DIV/0! | 0
0 | 0 | - | 0 | 0 | 0 | 0 | #DIV/0! | #DIV/0! | 0
0 | 0 | - | 0 | 0 | 0 | 0 | #DIV/0! | #DIV/0! | 0
0 | 0 | - | 0 | 0 | 0 | 0 | #DIV/0! | #DIV/0! | 0
0 | 0 | - | 0 | 0 | 0 | 0 | #DIV/0! | #DIV/0! | 0
0 | 0 | - | 0 | 0 | 0 | 0 | #DIV/0! | #DIV/0! | 0
0 | 0 | - | 0 | 0 | 0 | 0 | #DIV/0! | #DIV/0! | 0
0 | 0 | - | 0 | 0 | 0 | 0 | #DIV/0! | #DIV/0! | 0
0 | 0 | - | 0 | 0 | 0 | 0 | #DIV/0! | #DIV/0! | 0
0 | 0 | - | 0 | 0 | 0 | 0 | #DIV/0! | #DIV/0! | 0
0 | 0 | - | 0 | 0 | 0 | 0 | #DIV/0! | #DIV/0! | 0
0 | 0 | - | 0 | 0 | 0 | 0 | #DIV/0! | #DIV/0! | 0
0 | 0 | - | 0 | 0 | 0 | 0 | #DIV/0! | #DIV/0! | 0
0 | 0 | - | 0 | 0 | 0 | 0 | #DIV/0! | #DIV/0! | 0
0 | 0 | - | 0 | 0 | 0 | 0 | #DIV/0! | #DIV/0! | 0
0 | 0 | - | 0 | 0 | 0 | 0 | #DIV/0! | #DIV/0! | 0
0 | 0 | - | 0 | 0 | 0 | 0 | #DIV/0! | #DIV/0! | 0
0 | 0 | - | 0 | 0 | 0 | 0 | #DIV/0! | #DIV/0! | 0
0 | 0 | - | 0 | 0 | 0 | 0 | #DIV/0! | #DIV/0! | 0
0 | 0 | - | 0 | 0 | 0 | 0 | #DIV/0! | #DIV/0! | 0
0 | 0 | - | 0 | 0 | 0 | 0 | #DIV/0! | #DIV/0! | 0
0 | 0 | - | 0 | 0 | 0 | 0 | #DIV/0! | #DIV/0! | 0
0 | 0 | - | 0 | 0 | 0 | 0 | #DIV/0! | #DIV/0! | 0
0 | 0 | - | 0 | 0 | 0 | 0 | #DIV/0! | #DIV/0! | 0
0 | 0 | - | 0 | 0 | 0 | 0 | #DIV/0! | #DIV/0! | 0
0 | 0 | - | 0 | 0 | 0 | 0 | #DIV/0! | #DIV/0! | 0
0 | 0 | - | 0 | 0 | 0 | 0 | #DIV/0! | #DIV/0! | 0
0 | 0 | - | 0 | 0 | 0 | 0 | #DIV/0! | #DIV/0! | 0
0 | 0 | - | 0 | 0 | 0 | 0 | #DIV/0! | #DIV/0! | 0
0 | 0 | - | 0 | 0 | 0 | 0 | #DIV/0! | #DIV/0! | 0
0 | 0 | - | 0 | 0 | 0 | 0 | #DIV/0! | #DIV/0! | 0
0 | 0 | - | 0 | 0 | 0 | 0 | #DIV/0! | #DIV/0! | 0
0 | 0 | - | 0 | 0 | 0 | 0 | #DIV/0! | #DIV/0! | 0
0 | 0 | - | 0 | 0 | 0 | 0 | #DIV/0! | #DIV/0! | 0
0 | 0 | - | 0 | 0 | 0 | 0 | #DIV/0! | #DIV/0! | 0
0 | 0 | - | 0 | 0 | 0 | 0 | #DIV/0! | #DIV/0! | 0
0 | 0 | - | 0 | 0 | 0 | 0 | #DIV/0! | #DIV/0! | 0
0 | 0 | - | 0 | 0 | 0 | 0 | #DIV/0! | #DIV/0! | 0
0 | 0 | - | 0 | 0 | 0 | 0 | #DIV/0! | #DIV/0! | 0
0 | 0 | - | 0 | 0 | 0 | 0 | #DIV/0! | #DIV/0! | 0
0 | 0 | - | 0 | 0 | 0 | 0 | #DIV/0! | #DIV/0! | 0
0 | 0 | - | 0 | 0 | 0 | 0 | #DIV/0! | #DIV/0! | 0
0 | 0 | - | 0 | 0 | 0 | 0 | #DIV/0! | #DIV/0! | 0
0 | 0 | - | 0 | 0 | 0 | 0 | #DIV/0! | #DIV/0! | 0
0 | 0 | - | 0 | 0 | 0 | 0 | #DIV/0! | #DIV/0! | 0
0 | 0 | - | 0 | 0 | 0 | 0 | #DIV/0! | #DIV/0! | 0
0 | 0 | - | 0 | 0 | 0 | 0 | #DIV/0! | #DIV/0! | 0
0 | 0 | - | 0 | 0 | 0 | 0 | #DIV/0! | #DIV/0! | 0
0 | 0 | - | 0 | 0 | 0 | 0 | #DIV/0! | #DIV/0! | 0
0 | 0 | - | 0 | 0 | 0 | 0 | #DIV/0! | #DIV/0! | 0
0 | 0 | - | 0 | 0 | 0 | 0 | #DIV/0! | #DIV/0! | 0
0 | 0 | - | 0 | 0 | 0 | 0 | #DIV/0! | #DIV/0! | 0
0 | 0 | - | 0 | 0 | 0 | 0 | #DIV/0! | #DIV/0! | 0
0 | 0 | - | 0 | 0 | 0 | 0 | #DIV/0! | #DIV/0! | 0
0 | 0 | - | 0 | 0 | 0 | 0 | #DIV/0! | #DIV/0! | 0
0 | 0 | - | 0 | 0 | 0 | 0 | #DIV/0! | #DIV/0! | 0
0 | 0 | - | 0 | 0 | 0 | 0 | #DIV/0! | #DIV/0! | 0
0 | 0 | - | 0 | 0 | 0 | 0 | #DIV/0! | #DIV/0! | 0
0 | 0 | - | 0 | 0 | 0 | 0 | #DIV/0! | #DIV/0! | 0
0 | 0 | - | 0 | 0 | 0 | 0 | #DIV/0! | #DIV/0! | 0
0 | 0 | - | 0 | 0 | 0 | 0 | #DIV/0! | #DIV/0! | 0
0 | 0 | - | 0 | 0 | 0 | 0 | #DIV/0! | #DIV/0! | 0
0 | 0 | - | 0 | 0 | 0 | 0 | #DIV/0! | #DIV/0! | 0
0 | 0 | - | 0 | 0 | 0 | 0 | #DIV/0! | #DIV/0! | 0
0 | 0 | - | 0 | 0 | 0 | 0 | #DIV/0! | #DIV/0! | 0
0 | 0 | - | 0 | 0 | 0 | 0 | #DIV/0! | #DIV/0! | 0
0 | 0 | - | 0 | 0 | 0 | 0 | #DIV/0! | #DIV/0! | 0
0 | 0 | - | 0 | 0 | 0 | 0 | #DIV/0! | #DIV/0! | 0
0 | 0 | - | 0 | 0 | 0 | 0 | #DIV/0! | #DIV/0! | 0
0 | 0 | - | 0 | 0 | 0 | 0 | #DIV/0! | #DIV/0! | 0
0 | 0 | - | 0 | 0 | 0 | 0 | #DIV/0! | #DIV/0! | 0
0 | 0 | - | 0 | 0 | 0 | 0 | #DIV/0! | #DIV/0! | 0
0 | 0 | - | 0 | 0 | 0 | 0 | #DIV/0! | #DIV/0! | 0
0 | 0 | - | 0 | 0 | 0 | 0 | #DIV/0! | #DIV/0! | 0
0 | 0 | - | 0 | 0 | 0 | 0 | #DIV/0! | #DIV/0! | 0
0 | 0 | - | 0 | 0 | 0 | 0 | #DIV/0! | #DIV/0! | 0
0 | 0 | - | 0 | 0 | 0 | 0 | #DIV/0! | #DIV/0! | 0
0 | 0 | - | 0 | 0 | 0 | 0 | #DIV/0! | #DIV/0! | 0
0 | 0 | - | 0 | 0 | 0 | 0 | #DIV/0! | #DIV/0! | 0
0 | 0 | - | 0 | 0 | 0 | 0 | #DIV/0! | #DIV/0! | 0
0 | 0 | - | 0 | 0 | 0 | 0 | #DIV/0! | #DIV/0! | 0
0 | 0 | - | 0 | 0 | 0 | 0 | #DIV/0! | #DIV/0! | 0
0 | 0 | - | 0 | 0 | 0 | 0 | #DIV/0! | #DIV/0! | 0
0 | 0 | - | 0 | 0 | 0 | 0 | #DIV/0! | #DIV/0! | 0
0 | 0 | - | 0 | 0 | 0 | 0 | #DIV/0! | #DIV/0! | 0
0 | 0 | - | 0 | 0 | 0 | 0 | #DIV/0! | #DIV/0! | 0
0 | 0 | - | 0 | 0 | 0 | 0 | #DIV/0! | #DIV/0! | 0
0 | 0 | - | 0 | 0 | 0 | 0 | #DIV/0! | #DIV/0! | 0
0 | 0 | - | 0 | 0 | 0 | 0 | #DIV/0! | #DIV/0! | 0
0 | 0 | - | 0 | 0 | 0 | 0 | #DIV/0! | #DIV/0! | 0
0 | 0 | - | 0 | 0 | 0 | 0 | #DIV/0! | #DIV/0! | 0
0 | 0 | - | 0 | 0 | 0 | 0 | #DIV/0! | #DIV/0! | 0
0 | 0 | - | 0 | 0 | 0 | 0 | #DIV/0! | #DIV/0! | 0
0 | 0 | - | 0 | 0 | 0 | 0 | #DIV/0! | #DIV/0! | 0
0 | 0 | - | 0 | 0 | 0 | 0 | #DIV/0! | #DIV/0! | 0
0 | 0 | - | 0 | 0 | 0 | 0 | #DIV/0! | #DIV/0! | 0
0 | 0 | - | 0 | 0 | 0 | 0 | #DIV/0! | #DIV/0! | 0
0 | 0 | - | 0 | 0 | 0 | 0 | #DIV/0! | #DIV/0! | 0
0 | 0 | - | 0 | 0 | 0 | 0 | #DIV/0! | #DIV/0! | 0
0 | 0 | - | 0 | 0 | 0 | 0 | #DIV/0! | #DIV/0! | 0
0 | 0 | - | 0 | 0 | 0 | 0 | #DIV/0! | #DIV/0! | 0
0 | 0 | - | 0 | 0 | 0 | 0 | #DIV/0! | #DIV/0! | 0
0 | 0 | - | 0 | 0 | 0 | 0 | #DIV/0! | #DIV/0! | 0
0 | 0 | - | 0 | 0 | 0 | 0 | #DIV/0! | #DIV/0! | 0
0 | 0 | - | 0 | 0 | 0 | 0 | #DIV/0! | #DIV/0! | 0
0 | 0 | - | 0 | 0 | 0 | 0 | #DIV/0! | #DIV/0! | 0
0 | 0 | - | 0 | 0 | 0 | 0 | #DIV/0! | #DIV/0! | 0
0 | 0 | - | 0 | 0 | 0 | 0 | #DIV/0! | #DIV/0! | 0
0 | 0 | - | 0 | 0 | 0 | 0 | #DIV/0! | #DIV/0! | 0
0 | 0 | - | 0 | 0 | 0 | 0 | #DIV/0! | #DIV/0! | 0
0 | 0 | - | 0 | 0 | 0 | 0 | #DIV/0! | #DIV/0! | 0
0 | 0 | - | 0 | 0 | 0 | 0 | #DIV/0! | #DIV/0! | 0
0 | 0 | - | 0 | 0 | 0 | 0 | #DIV/0! | #DIV/0! | 0
0 | 0 | - | 0 | 0 | 0 | 0 | #DIV/0! | #DIV/0! | 0
0 | 0 | - | 0 | 0 | 0 | 0 | #DIV/0! | #DIV/0! | 0
0 | 0 | - | 0 | 0 | 0 | 0 | #DIV/0! | #DIV/0! | 0
0 | 0 | - | 0 | 0 | 0 | 0 | #DIV/0! | #DIV/0! | 0
0 | 0 | - | 0 | 0 | 0 | 0 | #DIV/0! | #DIV/0! | 0
0 | 0 | - | 0 | 0 | 0 | 0 | #DIV/0! | #DIV/0! | 0
0 | 0 | - | 0 | 0 | 0 | 0 | #DIV/0! | #DIV/0! | 0
0 | 0 | - | 0 | 0 | 0 | 0 | #DIV/0! | #DIV/0! | 0
0 | 0 | - | 0 | 0 | 0 | 0 | #DIV/0! | #DIV/0! | 0
0 | 0 | - | 0 | 0 | 0 | 0 | #DIV/0! | #DIV/0! | 0
0 | 0 | - | 0 | 0 | 0 | 0 | #DIV/0! | #DIV/0! | 0
0 | 0 | - | 0 | 0 | 0 | 0 | #DIV/0! | #DIV/0! | 0
0 | 0 | - | 0 | 0 | 0 | 0 | #DIV/0! | #DIV/0! | 0
0 | 0 | - | 0 | 0 | 0 | 0 | #DIV/0! | #DIV/0! | 0
0 | 0 | - | 0 | 0 | 0 | 0 | #DIV/0! | #DIV/0! | 0
0 | 0 | - | 0 | 0 | 0 | 0 | #DIV/0! | #DIV/0! | 0
0 | 0 | - | 0 | 0 | 0 | 0 | #DIV/0! | #DIV/0! | 0
0 | 0 | - | 0 | 0 | 0 | 0 | #DIV/0! | #DIV/0! | 0
0 | 0 | - | 0 | 0 | 0 | 0 | #DIV/0! | #DIV/0! | 0
0 | 0 | - | 0 | 0 | 0 | 0 | #DIV/0! | #DIV/0! | 0
0 | 0 | - | 0 | 0 | 0 | 0 | #DIV/0! | #DIV/0! | 0
0 | 0 | - | 0 | 0 | 0 | 0 | #DIV/0! | #DIV/0! | 0
0 | 0 | - | 0 | 0 | 0 | 0 | #DIV/0! | #DIV/0! | 0
0 | 0 | - | 0 | 0 | 0 | 0 | #DIV/0! | #DIV/0! | 0
0 | 0 | - | 0 | 0 | 0 | 0 | #DIV/0! | #DIV/0! | 0
0 | 0 | - | 0 | 0 | 0 | 0 | #DIV/0! | #DIV/0! | 0
0 | 0 | - | 0 | 0 | 0 | 0 | #DIV/0! | #DIV/0! | 0
0 | 0 | - | 0 | 0 | 0 | 0 | #DIV/0! | #DIV/0! | 0
0 | 0 | - | 0 | 0 | 0 | 0 | #DIV/0! | #DIV/0! | 0
0 | 0 | - | 0 | 0 | 0 | 0 | #DIV/0! | #DIV/0! | 0
0 | 0 | - | 0 | 0 | 0 | 0 | #DIV/0! | #DIV/0! | 0
0 | 0 | - | 0 | 0 | 0 | 0 | #DIV/0! | #DIV/0! | 0
0 | 0 | - | 0 | 0 | 0 | 0 | #DIV/0! | #DIV/0! | 0
0 | 0 | - | 0 | 0 | 0 | 0 | #DIV/0! | #DIV/0! | 0
0 | 0 | - | 0 | 0 | 0 | 0 | #DIV/0! | #DIV/0! | 0
0 | 0 | - | 0 | 0 | 0 | 0 | #DIV/0! | #DIV/0! | 0
0 | 0 | - | 0 | 0 | 0 | 0 | #DIV/0! | #DIV/0! | 0
0 | 0 | - | 0 | 0 | 0 | 0 | #DIV/0! | #DIV/0! | 0
0 | 0 | - | 0 | 0 | 0 | 0 | #DIV/0! | #DIV/0! | 0
0 | 0 | - | 0 | 0 | 0 | 0 | #DIV/0! | #DIV/0! | 0
0 | 0 | - | 0 | 0 | 0 | 0 | #DIV/0! | #DIV/0! | 0
0 | 0 | - | 0 | 0 | 0 | 0 | #DIV/0! | #DIV/0! | 0
0 | 0 | - | 0 | 0 | 0 | 0 | #DIV/0! | #DIV/0! | 0
0 | 0 | - | 0 | 0 | 0 | 0 | #DIV/0! | #DIV/0! | 0
0 | 0 | - | 0 | 0 | 0 | 0 | #DIV/0! | #DIV/0! | 0
0 | 0 | - | 0 | 0 | 0 | 0 | #DIV/0! | #DIV/0! | 0
0 | 0 | - | 0 | 0 | 0 | 0 | #DIV/0! | #DIV/0! | 0
0 | 0 | - | 0 | 0 | 0 | 0 | #DIV/0! | #DIV/0! | 0
0 | 0 | - | 0 | 0 | 0 | 0 | #DIV/0! | #DIV/0! | 0
0 | 0 | - | 0 | 0 | 0 | 0 | #DIV/0! | #DIV/0! | 0
0 | 0 | - | 0 | 0 | 0 | 0 | #DIV/0! | #DIV/0! | 0
0 | 0 | - | 0 | 0 | 0 | 0 | #DIV/0! | #DIV/0! | 0
0 | 0 | - | 0 | 0 | 0 | 0 | #DIV/0! | #DIV/0! | 0
0 | 0 | - | 0 | 0 | 0 | 0 | #DIV/0! | #DIV/0! | 0
0 | 0 | - | 0 | 0 | 0 | 0 | #DIV/0! | #DIV/0! | 0
0 | 0 | - | 0 | 0 | 0 | 0 | #DIV/0! | #DIV/0! | 0
0 | 0 | - | 0 | 0 | 0 | 0 | #DIV/0! | #DIV/0! | 0
0 | 0 | - | 0 | 0 | 0 | 0 | #DIV/0! | #DIV/0! | 0
0 | 0 | - | 0 | 0 | 0 | 0 | #DIV/0! | #DIV/0! | 0
0 | 0 | - | 0 | 0 | 0 | 0 | #DIV/0! | #DIV/0! | 0
0 | 0 | - | 0 | 0 | 0 | 0 | #DIV/0! | #DIV/0! | 0
0 | 0 | - | 0 | 0 | 0 | 0 | #DIV/0! | #DIV/0! | 0
0 | 0 | - | 0 | 0 | 0 | 0 | #DIV/0! | #DIV/0! | 0
0 | 0 | - | 0 | 0 | 0 | 0 | #DIV/0! | #DIV/0! | 0
0 | 0 | - | 0 | 0 | 0 | 0 | #DIV/0! | #DIV/0! | 0
0 | 0 | - | 0 | 0 | 0 | 0 | #DIV/0! | #DIV/0! | 0
0 | 0 | - | 0 | 0 | 0 | 0 | #DIV/0! | #DIV/0! | 0
0 | 0 | - | 0 | 0 | 0 | 0 | #DIV/0! | #DIV/0! | 0
0 | 0 | - | 0 | 0 | 0 | 0 | #DIV/0! | #DIV/0! | 0
0 | 0 | - | 0 | 0 | 0 | 0 | #DIV/0! | #DIV/0! | 0
0 | 0 | - | 0 | 0 | 0 | 0 | #DIV/0! | #DIV/0! | 0
0 | 0 | - | 0 | 0 | 0 | 0 | #DIV/0! | #DIV/0! | 0
0 | 0 | - | 0 | 0 | 0 | 0 | #DIV/0! | #DIV/0! | 0
0 | 0 | - | 0 | 0 | 0 | 0 | #DIV/0! | #DIV/0! | 0
0 | 0 | - | 0 | 0 | 0 | 0 | #DIV/0! | #DIV/0! | 0
0 | 0 | - | 0 | 0 | 0 | 0 | #DIV/0! | #DIV/0! | 0
0 | 0 | - | 0 | 0 | 0 | 0 | #DIV/0! | #DIV/0! | 0
0 | 0 | - | 0 | 0 | 0 | 0 | #DIV/0! | #DIV/0! | 0
0 | 0 | - | 0 | 0 | 0 | 0 | #DIV/0! | #DIV/0! | 0
0 | 0 | - | 0 | 0 | 0 | 0 | #DIV/0! | #DIV/0! | 0
0 | 0 | - | 0 | 0 | 0 | 0 | #DIV/0! | #DIV/0! | 0
0 | 0 | - | 0 | 0 | 0 | 0 | #DIV/0! | #DIV/0! | 0
0 | 0 | - | 0 | 0 | 0 | 0 | #DIV/0! | #DIV/0! | 0
0 | 0 | - | 0 | 0 | 0 | 0 | #DIV/0! | #DIV/0! | 0
0 | 0 | - | 0 | 0 | 0 | 0 | #DIV/0! | #DIV/0! | 0
0 | 0 | - | 0 | 0 | 0 | 0 | #DIV/0! | #DIV/0! | 0
0 | 0 | - | 0 | 0 | 0 | 0 | #DIV/0! | #DIV/0! | 0
0 | 0 | - | 0 | 0 | 0 | 0 | #DIV/0! | #DIV/0! | 0
0 | 0 | - | 0 | 0 | 0 | 0 | #DIV/0! | #DIV/0! | 0
0 | 0 | - | 0 | 0 | 0 | 0 | #DIV/0! | #DIV/0! | 0
0 | 0 | - | 0 | 0 | 0 | 0 | #DIV/0! | #DIV/0! | 0
0 | 0 | - | 0 | 0 | 0 | 0 | #DIV/0! | #DIV/0! | 0
0 | 0 | - | 0 | 0 | 0 | 0 | #DIV/0! | #DIV/0! | 0
0 | 0 | - | 0 | 0 | 0 | 0 | #DIV/0! | #DIV/0! | 0
0 | 0 | - | 0 | 0 | 0 | 0 | #DIV/0! | #DIV/0! | 0
0 | 0 | - | 0 | 0 | 0 | 0 | #DIV/0! | #DIV/0! | 0
0 | 0 | - | 0 | 0 | 0 | 0 | #DIV/0! | #DIV/0! | 0
0 | 0 | - | 0 | 0 | 0 | 0 | #DIV/0! | #DIV/0! | 0
0 | 0 | - | 0 | 0 | 0 | 0 | #DIV/0! | #DIV/0! | 0
0 | 0 | - | 0 | 0 | 0 | 0 | #DIV/0! | #DIV/0! | 0
0 | 0 | - | 0 | 0 | 0 | 0 | #DIV/0! | #DIV/0! | 0
0 | 0 | - | 0 | 0 | 0 | 0 | #DIV/0! | #DIV/0! | 0
0 | 0 | - | 0 | 0 | 0 | 0 | #DIV/0! | #DIV/0! | 0
0 | 0 | - | 0 | 0 | 0 | 0 | #DIV/0! | #DIV/0! | 0
0 | 0 | - | 0 | 0 | 0 | 0 | #DIV/0! | #DIV/0! | 0
0 | 0 | - | 0 | 0 | 0 | 0 | #DIV/0! | #DIV/0! | 0
0 | 0 | - | 0 | 0 | 0 | 0 | #DIV/0! | #DIV/0! | 0
0 | 0 | - | 0 | 0 | 0 | 0 | #DIV/0! | #DIV/0! | 0
0 | 0 | - | 0 | 0 | 0 | 0 | #DIV/0! | #DIV/0! | 0
0 | 0 | - | 0 | 0 | 0 | 0 | #DIV/0! | #DIV/0! | 0
0 | 0 | - | 0 | 0 | 0 | 0 | #DIV/0! | #DIV/0! | 0
0 | 0 | - | 0 | 0 | 0 | 0 | #DIV/0! | #DIV/0! | 0
0 | 0 | - | 0 | 0 | 0 | 0 | #DIV/0! | #DIV/0! | 0
0 | 0 | - | 0 | 0 | 0 | 0 | #DIV/0! | #DIV/0! | 0
0 | 0 | - | 0 | 0 | 0 | 0 | #DIV/0! | #DIV/0! | 0
0 | 0 | - | 0 | 0 | 0 | 0 | #DIV/0! | #DIV/0! | 0
0 | 0 | - | 0 | 0 | 0 | 0 | #DIV/0! | #DIV/0! | 0
0 | 0 | - | 0 | 0 | 0 | 0 | #DIV/0! | #DIV/0! | 0
0 | 0 | - | 0 | 0 | 0 | 0 | #DIV/0! | #DIV/0! | 0
0 | 0 | - | 0 | 0 | 0 | 0 | #DIV/0! | #DIV/0! | 0
0 | 0 | - | 0 | 0 | 0 | 0 | #DIV/0! | #DIV/0! | 0
0 | 0 | - | 0 | 0 | 0 | 0 | #DIV/0! | #DIV/0! | 0
0 | 0 | - | 0 | 0 | 0 | 0 | #DIV/0! | #DIV/0! | 0
0 | 0 | - | 0 | 0 | 0 | 0 | #DIV/0! | #DIV/0! | 0
0 | 0 | - | 0 | 0 | 0 | 0 | #DIV/0! | #DIV/0! | 0
0 | 0 | - | 0 | 0 | 0 | 0 | #DIV/0! | #DIV/0! | 0
0 | 0 | - | 0 | 0 | 0 | 0 | #DIV/0! | #DIV/0! | 0
0 | 0 | - | 0 | 0 | 0 | 0 | #DIV/0! | #DIV/0! | 0
0 | 0 | - | 0 | 0 | 0 | 0 | #DIV/0! | #DIV/0! | 0
0 | 0 | - | 0 | 0 | 0 | 0 | #DIV/0! | #DIV/0! | 0
0 | 0 | - | 0 | 0 | 0 | 0 | #DIV/0! | #DIV/0! | 0
0 | 0 | - | 0 | 0 | 0 | 0 | #DIV/0! | #DIV/0! | 0
0 | 0 | - | 0 | 0 | 0 | 0 | #DIV/0! | #DIV/0! | 0
0 | 0 | - | 0 | 0 | 0 | 0 | #DIV/0! | #DIV/0! | 0
0 | 0 | - | 0 | 0 | 0 | 0 | #DIV/0! | #DIV/0! | 0
0 | 0 | - | 0 | 0 | 0 | 0 | #DIV/0! | #DIV/0! | 0
0 | 0 | - | 0 | 0 | 0 | 0 | #DIV/0! | #DIV/0! | 0
0 | 0 | - | 0 | 0 | 0 | 0 | #DIV/0! | #DIV/0! | 0
0 | 0 | - | 0 | 0 | 0 | 0 | #DIV/0! | #DIV/0! | 0
0 | 0 | - | 0 | 0 | 0 | 0 | #DIV/0! | #DIV/0! | 0
0 | 0 | - | 0 | 0 | 0 | 0 | #DIV/0! | #DIV/0! | 0
0 | 0 | - | 0 | 0 | 0 | 0 | #DIV/0! | #DIV/0! | 0
0 | 0 | - | 0 | 0 | 0 | 0 | #DIV/0! | #DIV/0! | 0
0 | 0 | - | 0 | 0 | 0 | 0 | #DIV/0! | #DIV/0! | 0
0 | 0 | - | 0 | 0 | 0 | 0 | #DIV/0! | #DIV/0! | 0
0 | 0 | - | 0 | 0 | 0 | 0 | #DIV/0! | #DIV/0! | 0
0 | 0 | - | 0 | 0 | 0 | 0 | #DIV/0! | #DIV/0! | 0
0 | 0 | - | 0 | 0 | 0 | 0 | #DIV/0! | #DIV/0! | 0
0 | 0 | - | 0 | 0 | 0 | 0 | #DIV/0! | #DIV/0! | 0
0 | 0 | - | 0 | 0 | 0 | 0 | #DIV/0! | #DIV/0! | 0
0 | 0 | - | 0 | 0 | 0 | 0 | #DIV/0! | #DIV/0! | 0
0 | 0 | - | 0 | 0 | 0 | 0 | #DIV/0! | #DIV/0! | 0
0 | 0 | - | 0 | 0 | 0 | 0 | #DIV/0! | #DIV/0! | 0
0 | 0 | - | 0 | 0 | 0 | 0 | #DIV/0! | #DIV/0! | 0
0 | 0 | - | 0 | 0 | 0 | 0 | #DIV/0! | #DIV/0! | 0
0 | 0 | - | 0 | 0 | 0 | 0 | #DIV/0! | #DIV/0! | 0
0 | 0 | - | 0 | 0 | 0 | 0 | #DIV/0! | #DIV/0! | 0
0 | 0 | - | 0 | 0 | 0 | 0 | #DIV/0! | #DIV/0! | 0
0 | 0 | - | 0 | 0 | 0 | 0 | #DIV/0! | #DIV/0! | 0
0 | 0 | - | 0 | 0 | 0 | 0 | #DIV/0! | #DIV/0! | 0
0 | 0 | - | 0 | 0 | 0 | 0 | #DIV/0! | #DIV/0! | 0
0 | 0 | - | 0 | 0 | 0 | 0 | #DIV/0! | #DIV/0! | 0
0 | 0 | - | 0 | 0 | 0 | 0 | #DIV/0! | #DIV/0! | 0
0 | 0 | - | 0 | 0 | 0 | 0 | #DIV/0! | #DIV/0! | 0
0 | 0 | - | 0 | 0 | 0 | 0 | #DIV/0! | #DIV/0! | 0
0 | 0 | - | 0 | 0 | 0 | 0 | #DIV/0! | #DIV/0! | 0
0 | 0 | - | 0 | 0 | 0 | 0 | #DIV/0! | #DIV/0! | 0
0 | 0 | - | 0 | 0 | 0 | 0 | #DIV/0! | #DIV/0! | 0
0 | 0 | - | 0 | 0 | 0 | 0 | #DIV/0! | #DIV/0! | 0
0 | 0 | - | 0 | 0 | 0 | 0 | #DIV/0! | #DIV/0! | 0
0 | 0 | - | 0 | 0 | 0 | 0 | #DIV/0! | #DIV/0! | 0
0 | 0 | - | 0 | 0 | 0 | 0 | #DIV/0! | #DIV/0! | 0
0 | 0 | - | 0 | 0 | 0 | 0 | #DIV/0! | #DIV/0! | 0
0 | 0 | - | 0 | 0 | 0 | 0 | #DIV/0! | #DIV/0! | 0
0 | 0 | - | 0 | 0 | 0 | 0 | #DIV/0! | #DIV/0! | 0
0 | 0 | - | 0 | 0 | 0 | 0 | #DIV/0! | #DIV/0! | 0
0 | 0 | - | 0 | 0 | 0 | 0 | #DIV/0! | #DIV/0! | 0
0 | 0 | - | 0 | 0 | 0 | 0 | #DIV/0! | #DIV/0! | 0
0 | 0 | - | 0 | 0 | 0 | 0 | #DIV/0! | #DIV/0! | 0
0 | 0 | - | 0 | 0 | 0 | 0 | #DIV/0! | #DIV/0! | 0
0 | 0 | - | 0 | 0 | 0 | 0 | #DIV/0! | #DIV/0! | 0
0 | 0 | - | 0 | 0 | 0 | 0 | #DIV/0! | #DIV/0! | 0
0 | 0 | - | 0 | 0 | 0 | 0 | #DIV/0! | #DIV/0! | 0
0 | 0 | - | 0 | 0 | 0 | 0 | #DIV/0! | #DIV/0! | 0
0 | 0 | - | 0 | 0 | 0 | 0 | #DIV/0! | #DIV/0! | 0
0 | 0 | - | 0 | 0 | 0 | 0 | #DIV/0! | #DIV/0! | 0
0 | 0 | - | 0 | 0 | 0 | 0 | #DIV/0! | #DIV/0! | 0
0 | 0 | - | 0 | 0 | 0 | 0 | #DIV/0! | #DIV/0! | 0
0 | 0 | - | 0 | 0 | 0 | 0 | #DIV/0! | #DIV/0! | 0
0 | 0 | - | 0 | 0 | 0 | 0 | #DIV/0! | #DIV/0! | 0
0 | 0 | - | 0 | 0 | 0 | 0 | #DIV/0! | #DIV/0! | 0
0 | 0 | - | 0 | 0 | 0 | 0 | #DIV/0! | #DIV/0! | 0
0 | 0 | - | 0 | 0 | 0 | 0 | #DIV/0! | #DIV/0! | 0
0 | 0 | - | 0 | 0 | 0 | 0 | #DIV/0! | #DIV/0! | 0
0 | 0 | - | 0 | 0 | 0 | 0 | #DIV/0! | #DIV/0! | 0
0 | 0 | - | 0 | 0 | 0 | 0 | #DIV/0! | #DIV/0! | 0
0 | 0 | - | 0 | 0 | 0 | 0 | #DIV/0! | #DIV/0! | 0
0 | 0 | - | 0 | 0 | 0 | 0 | #DIV/0! | #DIV/0! | 0
0 | 0 | - | 0 | 0 | 0 | 0 | #DIV/0! | #DIV/0! | 0
0 | 0 | - | 0 | 0 | 0 | 0 | #DIV/0! | #DIV/0! | 0
0 | 0 | - | 0 | 0 | 0 | 0 | #DIV/0! | #DIV/0! | 0
0 | 0 | - | 0 | 0 | 0 | 0 | #DIV/0! | #DIV/0! | 0
0 | 0 | - | 0 | 0 | 0 | 0 | #DIV/0! | #DIV/0! | 0
0 | 0 | - | 0 | 0 | 0 | 0 | #DIV/0! | #DIV/0! | 0
0 | 0 | - | 0 | 0 | 0 | 0 | #DIV/0! | #DIV/0! | 0
0 | 0 | - | 0 | 0 | 0 | 0 | #DIV/0! | #DIV/0! | 0
0 | 0 | - | 0 | 0 | 0 | 0 | #DIV/0! | #DIV/0! | 0
0 | 0 | - | 0 | 0 | 0 | 0 | #DIV/0! | #DIV/0! | 0
0 | 0 | - | 0 | 0 | 0 | 0 | #DIV/0! | #DIV/0! | 0
0 | 0 | - | 0 | 0 | 0 | 0 | #DIV/0! | #DIV/0! | 0
0 | 0 | - | 0 | 0 | 0 | 0 | #DIV/0! | #DIV/0! | 0
0 | 0 | - | 0 | 0 | 0 | 0 | #DIV/0! | #DIV/0! | 0
0 | 0 | - | 0 | 0 | 0 | 0 | #DIV/0! | #DIV/0! | 0
0 | 0 | - | 0 | 0 | 0 | 0 | #DIV/0! | #DIV/0! | 0
0 | 0 | - | 0 | 0 | 0 | 0 | #DIV/0! | #DIV/0! | 0
0 | 0 | - | 0 | 0 | 0 | 0 | #DIV/0! | #DIV/0! | 0
0 | 0 | - | 0 | 0 | 0 | 0 | #DIV/0! | #DIV/0! | 0
0 | 0 | - | 0 | 0 | 0 | 0 | #DIV/0! | #DIV/0! | 0
0 | 0 | - | 0 | 0 | 0 | 0 | #DIV/0! | #DIV/0! | 0
0 | 0 | - | 0 | 0 | 0 | 0 | #DIV/0! | #DIV/0! | 0
0 | 0 | - | 0 | 0 | 0 | 0 | #DIV/0! | #DIV/0! | 0
0 | 0 | - | 0 | 0 | 0 | 0 | #DIV/0! | #DIV/0! | 0
0 | 0 | - | 0 | 0 | 0 | 0 | #DIV/0! | #DIV/0! | 0
0 | 0 | - | 0 | 0 | 0 | 0 | #DIV/0! | #DIV/0! | 0
0 | 0 | - | 0 | 0 | 0 | 0 | #DIV/0! | #DIV/0! | 0
0 | 0 | - | 0 | 0 | 0 | 0 | #DIV/0! | #DIV/0! | 0
0 | 0 | - | 0 | 0 | 0 | 0 | #DIV/0! | #DIV/0! | 0
0 | 0 | - | 0 | 0 | 0 | 0 | #DIV/0! | #DIV/0! | 0
0 | 0 | - | 0 | 0 | 0 | 0 | #DIV/0! | #DIV/0! | 0
0 | 0 | - | 0 | 0 | 0 | 0 | #DIV/0! | #DIV/0! | 0
0 | 0 | - | 0 | 0 | 0 | 0 | #DIV/0! | #DIV/0! | 0
0 | 0 | - | 0 | 0 | 0 | 0 | #DIV/0! | #DIV/0! | 0
0 | 0 | - | 0 | 0 | 0 | 0 | #DIV/0! | #DIV/0! | 0
0 | 0 | - | 0 | 0 | 0 | 0 | #DIV/0! | #DIV/0! | 0
0 | 0 | - | 0 | 0 | 0 | 0 | #DIV/0! | #DIV/0! | 0
0 | 0 | - | 0 | 0 | 0 | 0 | #DIV/0! | #DIV/0! | 0
0 | 0 | - | 0 | 0 | 0 | 0 | #DIV/0! | #DIV/0! | 0
0 | 0 | - | 0 | 0 | 0 | 0 | #DIV/0! | #DIV/0! | 0
0 | 0 | - | 0 | 0 | 0 | 0 | #DIV/0! | #DIV/0! | 0
0 | 0 | - | 0 | 0 | 0 | 0 | #DIV/0! | #DIV/0! | 0
0 | 0 | - | 0 | 0 | 0 | 0 | #DIV/0! | #DIV/0! | 0
0 | 0 | - | 0 | 0 | 0 | 0 | #DIV/0! | #DIV/0! | 0
0 | 0 | - | 0 | 0 | 0 | 0 | #DIV/0! | #DIV/0! | 0
0 | 0 | - | 0 | 0 | 0 | 0 | #DIV/0! | #DIV/0! | 0
0 | 0 | - | 0 | 0 | 0 | 0 | #DIV/0! | #DIV/0! | 0
0 | 0 | - | 0 | 0 | 0 | 0 | #DIV/0! | #DIV/0! | 0
0 | 0 | - | 0 | 0 | 0 | 0 | #DIV/0! | #DIV/0! | 0
0 | 0 | - | 0 | 0 | 0 | 0 | #DIV/0! | #DIV/0! | 0
0 | 0 | - | 0 | 0 | 0 | 0 | #DIV/0! | #DIV/0! | 0
0 | 0 | - | 0 | 0 | 0 | 0 | #DIV/0! | #DIV/0! | 0
0 | 0 | - | 0 | 0 | 0 | 0 | #DIV/0! | #DIV/0! | 0
0 | 0 | - | 0 | 0 | 0 | 0 | #DIV/0! | #DIV/0! | 0
0 | 0 | - | 0 | 0 | 0 | 0 | #DIV/0! | #DIV/0! | 0
0 | 0 | - | 0 | 0 | 0 | 0 | #DIV/0! | #DIV/0! | 0
0 | 0 | - | 0 | 0 | 0 | 0 | #DIV/0! | #DIV/0! | 0
0 | 0 | - | 0 | 0 | 0 | 0 | #DIV/0! | #DIV/0! | 0
0 | 0 | - | 0 | 0 | 0 | 0 | #DIV/0! | #DIV/0! | 0
0 | 0 | - | 0 | 0 | 0 | 0 | #DIV/0! | #DIV/0! | 0
0 | 0 | - | 0 | 0 | 0 | 0 | #DIV/0! | #DIV/0! | 0
0 | 0 | - | 0 | 0 | 0 | 0 | #DIV/0! | #DIV/0! | 0
0 | 0 | - | 0 | 0 | 0 | 0 | #DIV/0! | #DIV/0! | 0
0 | 0 | - | 0 | 0 | 0 | 0 | #DIV/0! | #DIV/0! | 0
0 | 0 | - | 0 | 0 | 0 | 0 | #DIV/0! | #DIV/0! | 0
0 | 0 | - | 0 | 0 | 0 | 0 | #DIV/0! | #DIV/0! | 0
0 | 0 | - | 0 | 0 | 0 | 0 | #DIV/0! | #DIV/0! | 0
0 | 0 | - | 0 | 0 | 0 | 0 | #DIV/0! | #DIV/0! | 0
0 | 0 | - | 0 | 0 | 0 | 0 | #DIV/0! | #DIV/0! | 0
0 | 0 | - | 0 | 0 | 0 | 0 | #DIV/0! | #DIV/0! | 0
0 | 0 | - | 0 | 0 | 0 | 0 | #DIV/0! | #DIV/0! | 0
0 | 0 | - | 0 | 0 | 0 | 0 | #DIV/0! | #DIV/0! | 0
0 | 0 | - | 0 | 0 | 0 | 0 | #DIV/0! | #DIV/0! | 0
0 | 0 | - | 0 | 0 | 0 | 0 | #DIV/0! | #DIV/0! | 0
0 | 0 | - | 0 | 0 | 0 | 0 | #DIV/0! | #DIV/0! | 0
0 | 0 | - | 0 | 0 | 0 | 0 | #DIV/0! | #DIV/0! | 0
0 | 0 | - | 0 | 0 | 0 | 0 | #DIV/0! | #DIV/0! | 0
0 | 0 | - | 0 | 0 | 0 | 0 | #DIV/0! | #DIV/0! | 0
0 | 0 | - | 0 | 0 | 0 | 0 | #DIV/0! | #DIV/0! | 0
0 | 0 | - | 0 | 0 | 0 | 0 | #DIV/0! | #DIV/0! | 0
0 | 0 | - | 0 | 0 | 0 | 0 | #DIV/0! | #DIV/0! | 0
0 | 0 | - | 0 | 0 | 0 | 0 | #DIV/0! | #DIV/0! | 0
0 | 0 | - | 0 | 0 | 0 | 0 | #DIV/0! | #DIV/0! | 0
0 | 0 | - | 0 | 0 | 0 | 0 | #DIV/0! | #DIV/0! | 0
0 | 0 | - | 0 | 0 | 0 | 0 | #DIV/0! | #DIV/0! | 0
0 | 0 | - | 0 | 0 | 0 | 0 | #DIV/0! | #DIV/0! | 0
0 | 0 | - | 0 | 0 | 0 | 0 | #DIV/0! | #DIV/0! | 0
0 | 0 | - | 0 | 0 | 0 | 0 | #DIV/0! | #DIV/0! | 0
0 | 0 | - | 0 | 0 | 0 | 0 | #DIV/0! | #DIV/0! | 0
0 | 0 | - | 0 | 0 | 0 | 0 | #DIV/0! | #DIV/0! | 0
0 | 0 | - | 0 | 0 | 0 | 0 | #DIV/0! | #DIV/0! | 0
0 | 0 | - | 0 | 0 | 0 | 0 | #DIV/0! | #DIV/0! | 0
0 | 0 | - | 0 | 0 | 0 | 0 | #DIV/0! | #DIV/0! | 0
0 | 0 | - | 0 | 0 | 0 | 0 | #DIV/0! | #DIV/0! | 0
0 | 0 | - | 0 | 0 | 0 | 0 | #DIV/0! | #DIV/0! | 0
0 | 0 | - | 0 | 0 | 0 | 0 | #DIV/0! | #DIV/0! | 0
0 | 0 | - | 0 | 0 | 0 | 0 | #DIV/0! | #DIV/0! | 0
0 | 0 | - | 0 | 0 | 0 | 0 | #DIV/0! | #DIV/0! | 0
0 | 0 | - | 0 | 0 | 0 | 0 | #DIV/0! | #DIV/0! | 0
0 | 0 | - | 0 | 0 | 0 | 0 | #DIV/0! | #DIV/0! | 0
0 | 0 | - | 0 | 0 | 0 | 0 | #DIV/0! | #DIV/0! | 0
0 | 0 | - | 0 | 0 | 0 | 0 | #DIV/0! | #DIV/0! | 0
0 | 0 | - | 0 | 0 | 0 | 0 | #DIV/0! | #DIV/0! | 0
0 | 0 | - | 0 | 0 | 0 | 0 | #DIV/0! | #DIV/0! | 0
0 | 0 | - | 0 | 0 | 0 | 0 | #DIV/0! | #DIV/0! | 0
0 | 0 | - | 0 | 0 | 0 | 0 | #DIV/0! | #DIV/0! | 0
0 | 0 | - | 0 | 0 | 0 | 0 | #DIV/0! | #DIV/0! | 0
0 | 0 | - | 0 | 0 | 0 | 0 | #DIV/0! | #DIV/0! | 0
0 | 0 | - | 0 | 0 | 0 | 0 | #DIV/0! | #DIV/0! | 0
0 | 0 | - | 0 | 0 | 0 | 0 | #DIV/0! | #DIV/0! | 0
0 | 0 | - | 0 | 0 | 0 | 0 | #DIV/0! | #DIV/0! | 0
0 | 0 | - | 0 | 0 | 0 | 0 | #DIV/0! | #DIV/0! | 0
0 | 0 | - | 0 | 0 | 0 | 0 | #DIV/0! | #DIV/0! | 0
0 | 0 | - | 0 | 0 | 0 | 0 | #DIV/0! | #DIV/0! | 0
0 | 0 | - | 0 | 0 | 0 | 0 | #DIV/0! | #DIV/0! | 0
0 | 0 | - | 0 | 0 | 0 | 0 | #DIV/0! | #DIV/0! | 0
0 | 0 | - | 0 | 0 | 0 | 0 | #DIV/0! | #DIV/0! | 0
0 | 0 | - | 0 | 0 | 0 | 0 | #DIV/0! | #DIV/0! | 0
0 | 0 | - | 0 | 0 | 0 | 0 | #DIV/0! | #DIV/0! | 0
0 | 0 | - | 0 | 0 | 0 | 0 | #DIV/0! | #DIV/0! | 0
0 | 0 | - | 0 | 0 | 0 | 0 | #DIV/0! | #DIV/0! | 0
0 | 0 | - | 0 | 0 | 0 | 0 | #DIV/0! | #DIV/0! | 0
0 | 0 | - | 0 | 0 | 0 | 0 | #DIV/0! | #DIV/0! | 0
0 | 0 | - | 0 | 0 | 0 | 0 | #DIV/0! | #DIV/0! | 0
0 | 0 | - | 0 | 0 | 0 | 0 | #DIV/0! | #DIV/0! | 0
0 | 0 | - | 0 | 0 | 0 | 0 | #DIV/0! | #DIV/0! | 0
0 | 0 | - | 0 | 0 | 0 | 0 | #DIV/0! | #DIV/0! | 0
0 | 0 | - | 0 | 0 | 0 | 0 | #DIV/0! | #DIV/0! | 0
0 | 0 | - | 0 | 0 | 0 | 0 | #DIV/0! | #DIV/0! | 0
0 | 0 | - | 0 | 0 | 0 | 0 | #DIV/0! | #DIV/0! | 0
0 | 0 | - | 0 | 0 | 0 | 0 | #DIV/0! | #DIV/0! | 0
0 | 0 | - | 0 | 0 | 0 | 0 | #DIV/0! | #DIV/0! | 0
0 | 0 | - | 0 | 0 | 0 | 0 | #DIV/0! | #DIV/0! | 0
0 | 0 | - | 0 | 0 | 0 | 0 | #DIV/0! | #DIV/0! | 0
0 | 0 | - | 0 | 0 | 0 | 0 | #DIV/0! | #DIV/0! | 0
0 | 0 | - | 0 | 0 | 0 | 0 | #DIV/0! | #DIV/0! | 0
0 | 0 | - | 0 | 0 | 0 | 0 | #DIV/0! | #DIV/0! | 0
0 | 0 | - | 0 | 0 | 0 | 0 | #DIV/0! | #DIV/0! | 0
0 | 0 | - | 0 | 0 | 0 | 0 | #DIV/0! | #DIV/0! | 0
0 | 0 | - | 0 | 0 | 0 | 0 | #DIV/0! | #DIV/0! | 0
0 | 0 | - | 0 | 0 | 0 | 0 | #DIV/0! | #DIV/0! | 0
0 | 0 | - | 0 | 0 | 0 | 0 | #DIV/0! | #DIV/0! | 0
0 | 0 | - | 0 | 0 | 0 | 0 | #DIV/0! | #DIV/0! | 0
0 | 0 | - | 0 | 0 | 0 | 0 | #DIV/0! | #DIV/0! | 0
0 | 0 | - | 0 | 0 | 0 | 0 | #DIV/0! | #DIV/0! | 0
0 | 0 | - | 0 | 0 | 0 | 0 | #DIV/0! | #DIV/0! | 0
0 | 0 | - | 0 | 0 | 0 | 0 | #DIV/0! | #DIV/0! | 0
0 | 0 | - | 0 | 0 | 0 | 0 | #DIV/0! | #DIV/0! | 0
0 | 0 | - | 0 | 0 | 0 | 0 | #DIV/0! | #DIV/0! | 0
0 | 0 | - | 0 | 0 | 0 | 0 | #DIV/0! | #DIV/0! | 0
0 | 0 | - | 0 | 0 | 0 | 0 | #DIV/0! | #DIV/0! | 0
0 | 0 | - | 0 | 0 | 0 | 0 | #DIV/0! | #DIV/0! | 0
0 | 0 | - | 0 | 0 | 0 | 0 | #DIV/0! | #DIV/0! | 0
0 | 0 | - | 0 | 0 | 0 | 0 | #DIV/0! | #DIV/0! | 0
0 | 0 | - | 0 | 0 | 0 | 0 | #DIV/0! | #DIV/0! | 0
0 | 0 | - | 0 | 0 | 0 | 0 | #DIV/0! | #DIV/0! | 0
0 | 0 | - | 0 | 0 | 0 | 0 | #DIV/0! | #DIV/0! | 0
0 | 0 | - | 0 | 0 | 0 | 0 | #DIV/0! | #DIV/0! | 0
0 | 0 | - | 0 | 0 | 0 | 0 | #DIV/0! | #DIV/0! | 0
0 | 0 | - | 0 | 0 | 0 | 0 | #DIV/0! | #DIV/0! | 0
0 | 0 | - | 0 | 0 | 0 | 0 | #DIV/0! | #DIV/0! | 0
0 | 0 | - | 0 | 0 | 0 | 0 | #DIV/0! | #DIV/0! | 0
0 | 0 | - | 0 | 0 | 0 | 0 | #DIV/0! | #DIV/0! | 0
0 | 0 | - | 0 | 0 | 0 | 0 | #DIV/0! | #DIV/0! | 0
0 | 0 | - | 0 | 0 | 0 | 0 | #DIV/0! | #DIV/0! | 0
0 | 0 | - | 0 | 0 | 0 | 0 | #DIV/0! | #DIV/0! | 0
0 | 0 | - | 0 | 0 | 0 | 0 | #DIV/0! | #DIV/0! | 0
0 | 0 | - | 0 | 0 | 0 | 0 | #DIV/0! | #DIV/0! | 0
0 | 0 | - | 0 | 0 | 0 | 0 | #DIV/0! | #DIV/0! | 0
0 | 0 | - | 0 | 0 | 0 | 0 | #DIV/0! | #DIV/0! | 0
0 | 0 | - | 0 | 0 | 0 | 0 | #DIV/0! | #DIV/0! | 0
0 | 0 | - | 0 | 0 | 0 | 0 | #DIV/0! | #DIV/0! | 0
0 | 0 | - | 0 | 0 | 0 | 0 | #DIV/0! | #DIV/0! | 0
0 | 0 | - | 0 | 0 | 0 | 0 | #DIV/0! | #DIV/0! | 0
0 | 0 | - | 0 | 0 | 0 | 0 | #DIV/0! | #DIV/0! | 0
0 | 0 | - | 0 | 0 | 0 | 0 | #DIV/0! | #DIV/0! | 0
0 | 0 | - | 0 | 0 | 0 | 0 | #DIV/0! | #DIV/0! | 0
0 | 0 | - | 0 | 0 | 0 | 0 | #DIV/0! | #DIV/0! | 0
0 | 0 | - | 0 | 0 | 0 | 0 | #DIV/0! | #DIV/0! | 0
0 | 0 | - | 0 | 0 | 0 | 0 | #DIV/0! | #DIV/0! | 0
0 | 0 | - | 0 | 0 | 0 | 0 | #DIV/0! | #DIV/0! | 0
0 | 0 | - | 0 | 0 | 0 | 0 | #DIV/0! | #DIV/0! | 0
0 | 0 | - | 0 | 0 | 0 | 0 | #DIV/0! | #DIV/0! | 0
0 | 0 | - | 0 | 0 | 0 | 0 | #DIV/0! | #DIV/0! | 0
0 | 0 | - | 0 | 0 | 0 | 0 | #DIV/0! | #DIV/0! | 0
0 | 0 | - | 0 | 0 | 0 | 0 | #DIV/0! | #DIV/0! | 0
0 | 0 | - | 0 | 0 | 0 | 0 | #DIV/0! | #DIV/0! | 0
0 | 0 | - | 0 | 0 | 0 | 0 | #DIV/0! | #DIV/0! | 0
0 | 0 | - | 0 | 0 | 0 | 0 | #DIV/0! | #DIV/0! | 0
0 | 0 | - | 0 | 0 | 0 | 0 | #DIV/0! | #DIV/0! | 0
0 | 0 | - | 0 | 0 | 0 | 0 | #DIV/0! | #DIV/0! | 0
0 | 0 | - | 0 | 0 | 0 | 0 | #DIV/0! | #DIV/0! | 0
0 | 0 | - | 0 | 0 | 0 | 0 | #DIV/0! | #DIV/0! | 0
0 | 0 | - | 0 | 0 | 0 | 0 | #DIV/0! | #DIV/0! | 0
0 | 0 | - | 0 | 0 | 0 | 0 | #DIV/0! | #DIV/0! | 0
0 | 0 | - | 0 | 0 | 0 | 0 | #DIV/0! | #DIV/0! | 0
0 | 0 | - | 0 | 0 | 0 | 0 | #DIV/0! | #DIV/0! | 0
0 | 0 | - | 0 | 0 | 0 | 0 | #DIV/0! | #DIV/0! | 0
0 | 0 | - | 0 | 0 | 0 | 0 | #DIV/0! | #DIV/0! | 0
0 | 0 | - | 0 | 0 | 0 | 0 | #DIV/0! | #DIV/0! | 0
0 | 0 | - | 0 | 0 | 0 | 0 | #DIV/0! | #DIV/0! | 0
0 | 0 | - | 0 | 0 | 0 | 0 | #DIV/0! | #DIV/0! | 0
0 | 0 | - | 0 | 0 | 0 | 0 | #DIV/0! | #DIV/0! | 0
0 | 0 | - | 0 | 0 | 0 | 0 | #DIV/0! | #DIV/0! | 0
0 | 0 | - | 0 | 0 | 0 | 0 | #DIV/0! | #DIV/0! | 0
0 | 0 | - | 0 | 0 | 0 | 0 | #DIV/0! | #DIV/0! | 0
0 | 0 | - | 0 | 0 | 0 | 0 | #DIV/0! | #DIV/0! | 0
0 | 0 | - | 0 | 0 | 0 | 0 | #DIV/0! | #DIV/0! | 0
0 | 0 | - | 0 | 0 | 0 | 0 | #DIV/0! | #DIV/0! | 0
0 | 0 | - | 0 | 0 | 0 | 0 | #DIV/0! | #DIV/0! | 0
0 | 0 | - | 0 | 0 | 0 | 0 | #DIV/0! | #DIV/0! | 0
0 | 0 | - | 0 | 0 | 0 | 0 | #DIV/0! | #DIV/0! | 0
0 | 0 | - | 0 | 0 | 0 | 0 | #DIV/0! | #DIV/0! | 0
0 | 0 | - | 0 | 0 | 0 | 0 | #DIV/0! | #DIV/0! | 0
0 | 0 | - | 0 | 0 | 0 | 0 | #DIV/0! | #DIV/0! | 0
0 | 0 | - | 0 | 0 | 0 | 0 | #DIV/0! | #DIV/0! | 0
0 | 0 | - | 0 | 0 | 0 | 0 | #DIV/0! | #DIV/0! | 0
0 | 0 | - | 0 | 0 | 0 | 0 | #DIV/0! | #DIV/0! | 0
0 | 0 | - | 0 | 0 | 0 | 0 | #DIV/0! | #DIV/0! | 0
0 | 0 | - | 0 | 0 | 0 | 0 | #DIV/0! | #DIV/0! | 0
0 | 0 | - | 0 | 0 | 0 | 0 | #DIV/0! | #DIV/0! | 0
0 | 0 | - | 0 | 0 | 0 | 0 | #DIV/0! | #DIV/0! | 0
0 | 0 | - | 0 | 0 | 0 | 0 | #DIV/0! | #DIV/0! | 0
0 | 0 | - | 0 | 0 | 0 | 0 | #DIV/0! | #DIV/0! | 0
0 | 0 | - | 0 | 0 | 0 | 0 | #DIV/0! | #DIV/0! | 0
0 | 0 | - | 0 | 0 | 0 | 0 | #DIV/0! | #DIV/0! | 0
0 | 0 | - | 0 | 0 | 0 | 0 | #DIV/0! | #DIV/0! | 0
0 | 0 | - | 0 | 0 | 0 | 0 | #DIV/0! | #DIV/0! | 0
0 | 0 | - | 0 | 0 | 0 | 0 | #DIV/0! | #DIV/0! | 0
0 | 0 | - | 0 | 0 | 0 | 0 | #DIV/0! | #DIV/0! | 0
0 | 0 | - | 0 | 0 | 0 | 0 | #DIV/0! | #DIV/0! | 0
0 | 0 | - | 0 | 0 | 0 | 0 | #DIV/0! | #DIV/0! | 0
0 | 0 | - | 0 | 0 | 0 | 0 | #DIV/0! | #DIV/0! | 0
0 | 0 | - | 0 | 0 | 0 | 0 | #DIV/0! | #DIV/0! | 0
0 | 0 | - | 0 | 0 | 0 | 0 | #DIV/0! | #DIV/0! | 0
0 | 0 | - | 0 | 0 | 0 | 0 | #DIV/0! | #DIV/0! | 0
0 | 0 | - | 0 | 0 | 0 | 0 | #DIV/0! | #DIV/0! | 0
0 | 0 | - | 0 | 0 | 0 | 0 | #DIV/0! | #DIV/0! | 0
0 | 0 | - | 0 | 0 | 0 | 0 | #DIV/0! | #DIV/0! | 0
0 | 0 | - | 0 | 0 | 0 | 0 | #DIV/0! | #DIV/0! | 0
0 | 0 | - | 0 | 0 | 0 | 0 | #DIV/0! | #DIV/0! | 0
0 | 0 | - | 0 | 0 | 0 | 0 | #DIV/0! | #DIV/0! | 0
0 | 0 | - | 0 | 0 | 0 | 0 | #DIV/0! | #DIV/0! | 0
0 | 0 | - | 0 | 0 | 0 | 0 | #DIV/0! | #DIV/0! | 0
0 | 0 | - | 0 | 0 | 0 | 0 | #DIV/0! | #DIV/0! | 0
0 | 0 | - | 0 | 0 | 0 | 0 | #DIV/0! | #DIV/0! | 0
0 | 0 | - | 0 | 0 | 0 | 0 | #DIV/0! | #DIV/0! | 0
0 | 0 | - | 0 | 0 | 0 | 0 | #DIV/0! | #DIV/0! | 0
0 | 0 | - | 0 | 0 | 0 | 0 | #DIV/0! | #DIV/0! | 0
0 | 0 | - | 0 | 0 | 0 | 0 | #DIV/0! | #DIV/0! | 0
0 | 0 | - | 0 | 0 | 0 | 0 | #DIV/0! | #DIV/0! | 0
0 | 0 | - | 0 | 0 | 0 | 0 | #DIV/0! | #DIV/0! | 0
0 | 0 | - | 0 | 0 | 0 | 0 | #DIV/0! | #DIV/0! | 0
0 | 0 | - | 0 | 0 | 0 | 0 | #DIV/0! | #DIV/0! | 0
0 | 0 | - | 0 | 0 | 0 | 0 | #DIV/0! | #DIV/0! | 0
0 | 0 | - | 0 | 0 | 0 | 0 | #DIV/0! | #DIV/0! | 0
0 | 0 | - | 0 | 0 | 0 | 0 | #DIV/0! | #DIV/0! | 0
0 | 0 | - | 0 | 0 | 0 | 0 | #DIV/0! | #DIV/0! | 0
0 | 0 | - | 0 | 0 | 0 | 0 | #DIV/0! | #DIV/0! | 0
0 | 0 | - | 0 | 0 | 0 | 0 | #DIV/0! | #DIV/0! | 0
0 | 0 | - | 0 | 0 | 0 | 0 | #DIV/0! | #DIV/0! | 0
0 | 0 | - | 0 | 0 | 0 | 0 | #DIV/0! | #DIV/0! | 0
0 | 0 | - | 0 | 0 | 0 | 0 | #DIV/0! | #DIV/0! | 0
0 | 0 | - | 0 | 0 | 0 | 0 | #DIV/0! | #DIV/0! | 0
0 | 0 | - | 0 | 0 | 0 | 0 | #DIV/0! | #DIV/0! | 0
0 | 0 | - | 0 | 0 | 0 | 0 | #DIV/0! | #DIV/0! | 0
0 | 0 | - | 0 | 0 | 0 | 0 | #DIV/0! | #DIV/0! | 0
0 | 0 | - | 0 | 0 | 0 | 0 | #DIV/0! | #DIV/0! | 0
0 | 0 | - | 0 | 0 | 0 | 0 | #DIV/0! | #DIV/0! | 0
0 | 0 | - | 0 | 0 | 0 | 0 | #DIV/0! | #DIV/0! | 0
0 | 0 | - | 0 | 0 | 0 | 0 | #DIV/0! | #DIV/0! | 0
0 | 0 | - | 0 | 0 | 0 | 0 | #DIV/0! | #DIV/0! | 0
0 | 0 | - | 0 | 0 | 0 | 0 | #DIV/0! | #DIV/0! | 0
0 | 0 | - | 0 | 0 | 0 | 0 | #DIV/0! | #DIV/0! | 0
0 | 0 | - | 0 | 0 | 0 | 0 | #DIV/0! | #DIV/0! | 0
0 | 0 | - | 0 | 0 | 0 | 0 | #DIV/0! | #DIV/0! | 0
0 | 0 | - | 0 | 0 | 0 | 0 | #DIV/0! | #DIV/0! | 0
0 | 0 | - | 0 | 0 | 0 | 0 | #DIV/0! | #DIV/0! | 0
0 | 0 | - | 0 | 0 | 0 | 0 | #DIV/0! | #DIV/0! | 0
0 | 0 | - | 0 | 0 | 0 | 0 | #DIV/0! | #DIV/0! | 0
0 | 0 | - | 0 | 0 | 0 | 0 | #DIV/0! | #DIV/0! | 0
0 | 0 | - | 0 | 0 | 0 | 0 | #DIV/0! | #DIV/0! | 0
0 | 0 | - | 0 | 0 | 0 | 0 | #DIV/0! | #DIV/0! | 0
0 | 0 | - | 0 | 0 | 0 | 0 | #DIV/0! | #DIV/0! | 0
0 | 0 | - | 0 | 0 | 0 | 0 | #DIV/0! | #DIV/0! | 0
0 | 0 | - | 0 | 0 | 0 | 0 | #DIV/0! | #DIV/0! | 0
0 | 0 | - | 0 | 0 | 0 | 0 | #DIV/0! | #DIV/0! | 0
0 | 0 | - | 0 | 0 | 0 | 0 | #DIV/0! | #DIV/0! | 0
0 | 0 | - | 0 | 0 | 0 | 0 | #DIV/0! | #DIV/0! | 0
0 | 0 | - | 0 | 0 | 0 | 0 | #DIV/0! | #DIV/0! | 0
0 | 0 | - | 0 | 0 | 0 | 0 | #DIV/0! | #DIV/0! | 0
0 | 0 | - | 0 | 0 | 0 | 0 | #DIV/0! | #DIV/0! | 0
0 | 0 | - | 0 | 0 | 0 | 0 | #DIV/0! | #DIV/0! | 0
0 | 0 | - | 0 | 0 | 0 | 0 | #DIV/0! | #DIV/0! | 0
0 | 0 | - | 0 | 0 | 0 | 0 | #DIV/0! | #DIV/0! | 0
0 | 0 | - | 0 | 0 | 0 | 0 | #DIV/0! | #DIV/0! | 0
0 | 0 | - | 0 | 0 | 0 | 0 | #DIV/0! | #DIV/0! | 0
0 | 0 | - | 0 | 0 | 0 | 0 | #DIV/0! | #DIV/0! | 0
0 | 0 | - | 0 | 0 | 0 | 0 | #DIV/0! | #DIV/0! | 0
0 | 0 | - | 0 | 0 | 0 | 0 | #DIV/0! | #DIV/0! | 0
0 | 0 | - | 0 | 0 | 0 | 0 | #DIV/0! | #DIV/0! | 0
0 | 0 | - | 0 | 0 | 0 | 0 | #DIV/0! | #DIV/0! | 0
0 | 0 | - | 0 | 0 | 0 | 0 | #DIV/0! | #DIV/0! | 0
0 | 0 | - | 0 | 0 | 0 | 0 | #DIV/0! | #DIV/0! | 0
0 | 0 | - | 0 | 0 | 0 | 0 | #DIV/0! | #DIV/0! | 0
0 | 0 | - | 0 | 0 | 0 | 0 | #DIV/0! | #DIV/0! | 0
0 | 0 | - | 0 | 0 | 0 | 0 | #DIV/0! | #DIV/0! | 0
0 | 0 | - | 0 | 0 | 0 | 0 | #DIV/0! | #DIV/0! | 0
0 | 0 | - | 0 | 0 | 0 | 0 | #DIV/0! | #DIV/0! | 0
0 | 0 | - | 0 | 0 | 0 | 0 | #DIV/0! | #DIV/0! | 0
0 | 0 | - | 0 | 0 | 0 | 0 | #DIV/0! | #DIV/0! | 0
0 | 0 | - | 0 | 0 | 0 | 0 | #DIV/0! | #DIV/0! | 0
0 | 0 | - | 0 | 0 | 0 | 0 | #DIV/0! | #DIV/0! | 0
0 | 0 | - | 0 | 0 | 0 | 0 | #DIV/0! | #DIV/0! | 0
0 | 0 | - | 0 | 0 | 0 | 0 | #DIV/0! | #DIV/0! | 0
0 | 0 | - | 0 | 0 | 0 | 0 | #DIV/0! | #DIV/0! | 0
0 | 0 | - | 0 | 0 | 0 | 0 | #DIV/0! | #DIV/0! | 0
0 | 0 | - | 0 | 0 | 0 | 0 | #DIV/0! | #DIV/0! | 0
0 | 0 | - | 0 | 0 | 0 | 0 | #DIV/0! | #DIV/0! | 0
0 | 0 | - | 0 | 0 | 0 | 0 | #DIV/0! | #DIV/0! | 0
0 | 0 | - | 0 | 0 | 0 | 0 | #DIV/0! | #DIV/0! | 0
0 | 0 | - | 0 | 0 | 0 | 0 | #DIV/0! | #DIV/0! | 0
0 | 0 | - | 0 | 0 | 0 | 0 | #DIV/0! | #DIV/0! | 0
0 | 0 | - | 0 | 0 | 0 | 0 | #DIV/0! | #DIV/0! | 0
0 | 0 | - | 0 | 0 | 0 | 0 | #DIV/0! | #DIV/0! | 0
0 | 0 | - | 0 | 0 | 0 | 0 | #DIV/0! | #DIV/0! | 0
0 | 0 | - | 0 | 0 | 0 | 0 | #DIV/0! | #DIV/0! | 0
0 | 0 | - | 0 | 0 | 0 | 0 | #DIV/0! | #DIV/0! | 0
0 | 0 | - | 0 | 0 | 0 | 0 | #DIV/0! | #DIV/0! | 0
0 | 0 | - | 0 | 0 | 0 | 0 | #DIV/0! | #DIV/0! | 0
0 | 0 | - | 0 | 0 | 0 | 0 | #DIV/0! | #DIV/0! | 0
0 | 0 | - | 0 | 0 | 0 | 0 | #DIV/0! | #DIV/0! | 0
0 | 0 | - | 0 | 0 | 0 | 0 | #DIV/0! | #DIV/0! | 0
0 | 0 | - | 0 | 0 | 0 | 0 | #DIV/0! | #DIV/0! | 0
0 | 0 | - | 0 | 0 | 0 | 0 | #DIV/0! | #DIV/0! | 0
0 | 0 | - | 0 | 0 | 0 | 0 | #DIV/0! | #DIV/0! | 0
0 | 0 | - | 0 | 0 | 0 | 0 | #DIV/0! | #DIV/0! | 0
0 | 0 | - | 0 | 0 | 0 | 0 | #DIV/0! | #DIV/0! | 0
0 | 0 | - | 0 | 0 | 0 | 0 | #DIV/0! | #DIV/0! | 0
0 | 0 | - | 0 | 0 | 0 | 0 | #DIV/0! | #DIV/0! | 0
0 | 0 | - | 0 | 0 | 0 | 0 | #DIV/0! | #DIV/0! | 0
0 | 0 | - | 0 | 0 | 0 | 0 | #DIV/0! | #DIV/0! | 0
0 | 0 | - | 0 | 0 | 0 | 0 | #DIV/0! | #DIV/0! | 0
0 | 0 | - | 0 | 0 | 0 | 0 | #DIV/0! | #DIV/0! | 0
0 | 0 | - | 0 | 0 | 0 | 0 | #DIV/0! | #DIV/0! | 0
0 | 0 | - | 0 | 0 | 0 | 0 | #DIV/0! | #DIV/0! | 0
0 | 0 | - | 0 | 0 | 0 | 0 | #DIV/0! | #DIV/0! | 0
0 | 0 | - | 0 | 0 | 0 | 0 | #DIV/0! | #DIV/0! | 0
0 | 0 | - | 0 | 0 | 0 | 0 | #DIV/0! | #DIV/0! | 0
0 | 0 | - | 0 | 0 | 0 | 0 | #DIV/0! | #DIV/0! | 0
0 | 0 | - | 0 | 0 | 0 | 0 | #DIV/0! | #DIV/0! | 0
0 | 0 | - | 0 | 0 | 0 | 0 | #DIV/0! | #DIV/0! | 0
0 | 0 | - | 0 | 0 | 0 | 0 | #DIV/0! | #DIV/0! | 0
0 | 0 | - | 0 | 0 | 0 | 0 | #DIV/0! | #DIV/0! | 0
0 | 0 | - | 0 | 0 | 0 | 0 | #DIV/0! | #DIV/0! | 0
0 | 0 | - | 0 | 0 | 0 | 0 | #DIV/0! | #DIV/0! | 0
0 | 0 | - | 0 | 0 | 0 | 0 | #DIV/0! | #DIV/0! | 0
0 | 0 | - | 0 | 0 | 0 | 0 | #DIV/0! | #DIV/0! | 0
0 | 0 | - | 0 | 0 | 0 | 0 | #DIV/0! | #DIV/0! | 0
0 | 0 | - | 0 | 0 | 0 | 0 | #DIV/0! | #DIV/0! | 0
0 | 0 | - | 0 | 0 | 0 | 0 | #DIV/0! | #DIV/0! | 0
0 | 0 | - | 0 | 0 | 0 | 0 | #DIV/0! | #DIV/0! | 0
0 | 0 | - | 0 | 0 | 0 | 0 | #DIV/0! | #DIV/0! | 0
0 | 0 | - | 0 | 0 | 0 | 0 | #DIV/0! | #DIV/0! | 0
0 | 0 | - | 0 | 0 | 0 | 0 | #DIV/0! | #DIV/0! | 0
0 | 0 | - | 0 | 0 | 0 | 0 | #DIV/0! | #DIV/0! | 0
0 | 0 | - | 0 | 0 | 0 | 0 | #DIV/0! | #DIV/0! | 0
0 | 0 | - | 0 | 0 | 0 | 0 | #DIV/0! | #DIV/0! | 0
0 | 0 | - | 0 | 0 | 0 | 0 | #DIV/0! | #DIV/0! | 0
0 | 0 | - | 0 | 0 | 0 | 0 | #DIV/0! | #DIV/0! | 0
0 | 0 | - | 0 | 0 | 0 | 0 | #DIV/0! | #DIV/0! | 0
0 | 0 | - | 0 | 0 | 0 | 0 | #DIV/0! | #DIV/0! | 0
0 | 0 | - | 0 | 0 | 0 | 0 | #DIV/0! | #DIV/0! | 0
0 | 0 | - | 0 | 0 | 0 | 0 | #DIV/0! | #DIV/0! | 0
0 | 0 | - | 0 | 0 | 0 | 0 | #DIV/0! | #DIV/0! | 0
0 | 0 | - | 0 | 0 | 0 | 0 | #DIV/0! | #DIV/0! | 0
0 | 0 | - | 0 | 0 | 0 | 0 | #DIV/0! | #DIV/0! | 0
0 | 0 | - | 0 | 0 | 0 | 0 | #DIV/0! | #DIV/0! | 0
0 | 0 | - | 0 | 0 | 0 | 0 | #DIV/0! | #DIV/0! | 0
0 | 0 | - | 0 | 0 | 0 | 0 | #DIV/0! | #DIV/0! | 0
0 | 0 | - | 0 | 0 | 0 | 0 | #DIV/0! | #DIV/0! | 0
0 | 0 | - | 0 | 0 | 0 | 0 | #DIV/0! | #DIV/0! | 0
0 | 0 | - | 0 | 0 | 0 | 0 | #DIV/0! | #DIV/0! | 0
0 | 0 | - | 0 | 0 | 0 | 0 | #DIV/0! | #DIV/0! | 0
0 | 0 | - | 0 | 0 | 0 | 0 | #DIV/0! | #DIV/0! | 0
0 | 0 | - | 0 | 0 | 0 | 0 | #DIV/0! | #DIV/0! | 0
0 | 0 | - | 0 | 0 | 0 | 0 | #DIV/0! | #DIV/0! | 0
0 | 0 | - | 0 | 0 | 0 | 0 | #DIV/0! | #DIV/0! | 0
0 | 0 | - | 0 | 0 | 0 | 0 | #DIV/0! | #DIV/0! | 0
0 | 0 | - | 0 | 0 | 0 | 0 | #DIV/0! | #DIV/0! | 0
0 | 0 | - | 0 | 0 | 0 | 0 | #DIV/0! | #DIV/0! | 0
0 | 0 | - | 0 | 0 | 0 | 0 | #DIV/0! | #DIV/0! | 0
0 | 0 | - | 0 | 0 | 0 | 0 | #DIV/0! | #DIV/0! | 0
0 | 0 | - | 0 | 0 | 0 | 0 | #DIV/0! | #DIV/0! | 0
0 | 0 | - | 0 | 0 | 0 | 0 | #DIV/0! | #DIV/0! | 0
0 | 0 | - | 0 | 0 | 0 | 0 | #DIV/0! | #DIV/0! | 0
0 | 0 | - | 0 | 0 | 0 | 0 | #DIV/0! | #DIV/0! | 0
0 | 0 | - | 0 | 0 | 0 | 0 | #DIV/0! | #DIV/0! | 0
0 | 0 | - | 0 | 0 | 0 | 0 | #DIV/0! | #DIV/0! | 0
0 | 0 | - | 0 | 0 | 0 | 0 | #DIV/0! | #DIV/0! | 0
0 | 0 | - | 0 | 0 | 0 | 0 | #DIV/0! | #DIV/0! | 0
0 | 0 | - | 0 | 0 | 0 | 0 | #DIV/0! | #DIV/0! | 0
0 | 0 | - | 0 | 0 | 0 | 0 | #DIV/0! | #DIV/0! | 0
0 | 0 | - | 0 | 0 | 0 | 0 | #DIV/0! | #DIV/0! | 0
0 | 0 | - | 0 | 0 | 0 | 0 | #DIV/0! | #DIV/0! | 0
0 | 0 | - | 0 | 0 | 0 | 0 | #DIV/0! | #DIV/0! | 0
0 | 0 | - | 0 | 0 | 0 | 0 | #DIV/0! | #DIV/0! | 0
0 | 0 | - | 0 | 0 | 0 | 0 | #DIV/0! | #DIV/0! | 0
0 | 0 | - | 0 | 0 | 0 | 0 | #DIV/0! | #DIV/0! | 0
0 | 0 | - | 0 | 0 | 0 | 0 | #DIV/0! | #DIV/0! | 0
0 | 0 | - | 0 | 0 | 0 | 0 | #DIV/0! | #DIV/0! | 0
0 | 0 | - | 0 | 0 | 0 | 0 | #DIV/0! | #DIV/0! | 0
0 | 0 | - | 0 | 0 | 0 | 0 | #DIV/0! | #DIV/0! | 0
0 | 0 | - | 0 | 0 | 0 | 0 | #DIV/0! | #DIV/0! | 0
0 | 0 | - | 0 | 0 | 0 | 0 | #DIV/0! | #DIV/0! | 0
0 | 0 | - | 0 | 0 | 0 | 0 | #DIV/0! | #DIV/0! | 0
0 | 0 | - | 0 | 0 | 0 | 0 | #DIV/0! | #DIV/0! | 0
0 | 0 | - | 0 | 0 | 0 | 0 | #DIV/0! | #DIV/0! | 0
0 | 0 | - | 0 | 0 | 0 | 0 | #DIV/0! | #DIV/0! | 0
0 | 0 | - | 0 | 0 | 0 | 0 | #DIV/0! | #DIV/0! | 0
0 | 0 | - | 0 | 0 | 0 | 0 | #DIV/0! | #DIV/0! | 0
0 | 0 | - | 0 | 0 | 0 | 0 | #DIV/0! | #DIV/0! | 0
0 | 0 | - | 0 | 0 | 0 | 0 | #DIV/0! | #DIV/0! | 0
0 | 0 | - | 0 | 0 | 0 | 0 | #DIV/0! | #DIV/0! | 0
0 | 0 | - | 0 | 0 | 0 | 0 | #DIV/0! | #DIV/0! | 0
0 | 0 | - | 0 | 0 | 0 | 0 | #DIV/0! | #DIV/0! | 0
0 | 0 | - | 0 | 0 | 0 | 0 | #DIV/0! | #DIV/0! | 0
0 | 0 | - | 0 | 0 | 0 | 0 | #DIV/0! | #DIV/0! | 0
0 | 0 | - | 0 | 0 | 0 | 0 | #DIV/0! | #DIV/0! | 0
0 | 0 | - | 0 | 0 | 0 | 0 | #DIV/0! | #DIV/0! | 0
0 | 0 | - | 0 | 0 | 0 | 0 | #DIV/0! | #DIV/0! | 0
0 | 0 | - | 0 | 0 | 0 | 0 | #DIV/0! | #DIV/0! | 0
0 | 0 | - | 0 | 0 | 0 | 0 | #DIV/0! | #DIV/0! | 0
0 | 0 | - | 0 | 0 | 0 | 0 | #DIV/0! | #DIV/0! | 0
0 | 0 | - | 0 | 0 | 0 | 0 | #DIV/0! | #DIV/0! | 0
0 | 0 | - | 0 | 0 | 0 | 0 | #DIV/0! | #DIV/0! | 0
0 | 0 | - | 0 | 0 | 0 | 0 | #DIV/0! | #DIV/0! | 0
0 | 0 | - | 0 | 0 | 0 | 0 | #DIV/0! | #DIV/0! | 0
0 | 0 | - | 0 | 0 | 0 | 0 | #DIV/0! | #DIV/0! | 0
0 | 0 | - | 0 | 0 | 0 | 0 | #DIV/0! | #DIV/0! | 0
0 | 0 | - | 0 | 0 | 0 | 0 | #DIV/0! | #DIV/0! | 0
0 | 0 | - | 0 | 0 | 0 | 0 | #DIV/0! | #DIV/0! | 0
0 | 0 | - | 0 | 0 | 0 | 0 | #DIV/0! | #DIV/0! | 0
0 | 0 | - | 0 | 0 | 0 | 0 | #DIV/0! | #DIV/0! | 0
0 | 0 | - | 0 | 0 | 0 | 0 | #DIV/0! | #DIV/0! | 0
0 | 0 | - | 0 | 0 | 0 | 0 | #DIV/0! | #DIV/0! | 0
0 | 0 | - | 0 | 0 | 0 | 0 | #DIV/0! | #DIV/0! | 0
0 | 0 | - | 0 | 0 | 0 | 0 | #DIV/0! | #DIV/0! | 0
0 | 0 | - | 0 | 0 | 0 | 0 | #DIV/0! | #DIV/0! | 0
0 | 0 | - | 0 | 0 | 0 | 0 | #DIV/0! | #DIV/0! | 0
0 | 0 | - | 0 | 0 | 0 | 0 | #DIV/0! | #DIV/0! | 0
0 | 0 | - | 0 | 0 | 0 | 0 | #DIV/0! | #DIV/0! | 0
0 | 0 | - | 0 | 0 | 0 | 0 | #DIV/0! | #DIV/0! | 0
0 | 0 | - | 0 | 0 | 0 | 0 | #DIV/0! | #DIV/0! | 0
0 | 0 | - | 0 | 0 | 0 | 0 | #DIV/0! | #DIV/0! | 0
0 | 0 | - | 0 | 0 | 0 | 0 | #DIV/0! | #DIV/0! | 0
0 | 0 | - | 0 | 0 | 0 | 0 | #DIV/0! | #DIV/0! | 0
0 | 0 | - | 0 | 0 | 0 | 0 | #DIV/0! | #DIV/0! | 0
0 | 0 | - | 0 | 0 | 0 | 0 | #DIV/0! | #DIV/0! | 0
0 | 0 | - | 0 | 0 | 0 | 0 | #DIV/0! | #DIV/0! | 0
0 | 0 | - | 0 | 0 | 0 | 0 | #DIV/0! | #DIV/0! | 0
0 | 0 | - | 0 | 0 | 0 | 0 | #DIV/0! | #DIV/0! | 0
0 | 0 | - | 0 | 0 | 0 | 0 | #DIV/0! | #DIV/0! | 0
0 | 0 | - | 0 | 0 | 0 | 0 | #DIV/0! | #DIV/0! | 0
0 | 0 | - | 0 | 0 | 0 | 0 | #DIV/0! | #DIV/0! | 0
0 | 0 | - | 0 | 0 | 0 | 0 | #DIV/0! | #DIV/0! | 0
0 | 0 | - | 0 | 0 | 0 | 0 | #DIV/0! | #DIV/0! | 0
0 | 0 | - | 0 | 0 | 0 | 0 | #DIV/0! | #DIV/0! | 0
0 | 0 | - | 0 | 0 | 0 | 0 | #DIV/0! | #DIV/0! | 0
0 | 0 | - | 0 | 0 | 0 | 0 | #DIV/0! | #DIV/0! | 0
0 | 0 | - | 0 | 0 | 0 | 0 | #DIV/0! | #DIV/0! | 0
0 | 0 | - | 0 | 0 | 0 | 0 | #DIV/0! | #DIV/0! | 0
0 | 0 | - | 0 | 0 | 0 | 0 | #DIV/0! | #DIV/0! | 0
0 | 0 | - | 0 | 0 | 0 | 0 | #DIV/0! | #DIV/0! | 0
0 | 0 | - | 0 | 0 | 0 | 0 | #DIV/0! | #DIV/0! | 0
0 | 0 | - | 0 | 0 | 0 | 0 | #DIV/0! | #DIV/0! | 0
0 | 0 | - | 0 | 0 | 0 | 0 | #DIV/0! | #DIV/0! | 0
0 | 0 | - | 0 | 0 | 0 | 0 | #DIV/0! | #DIV/0! | 0
0 | 0 | - | 0 | 0 | 0 | 0 | #DIV/0! | #DIV/0! | 0
0 | 0 | - | 0 | 0 | 0 | 0 | #DIV/0! | #DIV/0! | 0
0 | 0 | - | 0 | 0 | 0 | 0 | #DIV/0! | #DIV/0! | 0
0 | 0 | - | 0 | 0 | 0 | 0 | #DIV/0! | #DIV/0! | 0
0 | 0 | - | 0 | 0 | 0 | 0 | #DIV/0! | #DIV/0! | 0
0 | 0 | - | 0 | 0 | 0 | 0 | #DIV/0! | #DIV/0! | 0
0 | 0 | - | 0 | 0 | 0 | 0 | #DIV/0! | #DIV/0! | 0
0 | 0 | - | 0 | 0 | 0 | 0 | #DIV/0! | #DIV/0! | 0
0 | 0 | - | 0 | 0 | 0 | 0 | #DIV/0! | #DIV/0! | 0
0 | 0 | - | 0 | 0 | 0 | 0 | #DIV/0! | #DIV/0! | 0
0 | 0 | - | 0 | 0 | 0 | 0 | #DIV/0! | #DIV/0! | 0
0 | 0 | - | 0 | 0 | 0 | 0 | #DIV/0! | #DIV/0! | 0
0 | 0 | - | 0 | 0 | 0 | 0 | #DIV/0! | #DIV/0! | 0
0 | 0 | - | 0 | 0 | 0 | 0 | #DIV/0! | #DIV/0! | 0
0 | 0 | - | 0 | 0 | 0 | 0 | #DIV/0! | #DIV/0! | 0
0 | 0 | - | 0 | 0 | 0 | 0 | #DIV/0! | #DIV/0! | 0
0 | 0 | - | 0 | 0 | 0 | 0 | #DIV/0! | #DIV/0! | 0
0 | 0 | - | 0 | 0 | 0 | 0 | #DIV/0! | #DIV/0! | 0
0 | 0 | - | 0 | 0 | 0 | 0 | #DIV/0! | #DIV/0! | 0
0 | 0 | - | 0 | 0 | 0 | 0 | #DIV/0! | #DIV/0! | 0
0 | 0 | - | 0 | 0 | 0 | 0 | #DIV/0! | #DIV/0! | 0
0 | 0 | - | 0 | 0 | 0 | 0 | #DIV/0! | #DIV/0! | 0
0 | 0 | - | 0 | 0 | 0 | 0 | #DIV/0! | #DIV/0! | 0
0 | 0 | - | 0 | 0 | 0 | 0 | #DIV/0! | #DIV/0! | 0
0 | 0 | - | 0 | 0 | 0 | 0 | #DIV/0! | #DIV/0! | 0
0 | 0 | - | 0 | 0 | 0 | 0 | #DIV/0! | #DIV/0! | 0
0 | 0 | - | 0 | 0 | 0 | 0 | #DIV/0! | #DIV/0! | 0
0 | 0 | - | 0 | 0 | 0 | 0 | #DIV/0! | #DIV/0! | 0
0 | 0 | - | 0 | 0 | 0 | 0 | #DIV/0! | #DIV/0! | 0
0 | 0 | - | 0 | 0 | 0 | 0 | #DIV/0! | #DIV/0! | 0
0 | 0 | - | 0 | 0 | 0 | 0 | #DIV/0! | #DIV/0! | 0
0 | 0 | - | 0 | 0 | 0 | 0 | #DIV/0! | #DIV/0! | 0
0 | 0 | - | 0 | 0 | 0 | 0 | #DIV/0! | #DIV/0! | 0
0 | 0 | - | 0 | 0 | 0 | 0 | #DIV/0! | #DIV/0! | 0
0 | 0 | - | 0 | 0 | 0 | 0 | #DIV/0! | #DIV/0! | 0
0 | 0 | - | 0 | 0 | 0 | 0 | #DIV/0! | #DIV/0! | 0
0 | 0 | - | 0 | 0 | 0 | 0 | #DIV/0! | #DIV/0! | 0
0 | 0 | - | 0 | 0 | 0 | 0 | #DIV/0! | #DIV/0! | 0
0 | 0 | - | 0 | 0 | 0 | 0 | #DIV/0! | #DIV/0! | 0
0 | 0 | - | 0 | 0 | 0 | 0 | #DIV/0! | #DIV/0! | 0
0 | 0 | - | 0 | 0 | 0 | 0 | #DIV/0! | #DIV/0! | 0
0 | 0 | - | 0 | 0 | 0 | 0 | #DIV/0! | #DIV/0! | 0
0 | 0 | - | 0 | 0 | 0 | 0 | #DIV/0! | #DIV/0! | 0
0 | 0 | - | 0 | 0 | 0 | 0 | #DIV/0! | #DIV/0! | 0
0 | 0 | - | 0 | 0 | 0 | 0 | #DIV/0! | #DIV/0! | 0
0 | 0 | - | 0 | 0 | 0 | 0 | #DIV/0! | #DIV/0! | 0
0 | 0 | - | 0 | 0 | 0 | 0 | #DIV/0! | #DIV/0! | 0
0 | 0 | - | 0 | 0 | 0 | 0 | #DIV/0! | #DIV/0! | 0
0 | 0 | - | 0 | 0 | 0 | 0 | #DIV/0! | #DIV/0! | 0
0 | 0 | - | 0 | 0 | 0 | 0 | #DIV/0! | #DIV/0! | 0
0 | 0 | - | 0 | 0 | 0 | 0 | #DIV/0! | #DIV/0! | 0
0 | 0 | - | 0 | 0 | 0 | 0 | #DIV/0! | #DIV/0! | 0
0 | 0 | - | 0 | 0 | 0 | 0 | #DIV/0! | #DIV/0! | 0
0 | 0 | - | 0 | 0 | 0 | 0 | #DIV/0! | #DIV/0! | 0
0 | 0 | - | 0 | 0 | 0 | 0 | #DIV/0! | #DIV/0! | 0
0 | 0 | - | 0 | 0 | 0 | 0 | #DIV/0! | #DIV/0! | 0
0 | 0 | - | 0 | 0 | 0 | 0 | #DIV/0! | #DIV/0! | 0
0 | 0 | - | 0 | 0 | 0 | 0 | #DIV/0! | #DIV/0! | 0
0 | 0 | - | 0 | 0 | 0 | 0 | #DIV/0! | #DIV/0! | 0
0 | 0 | - | 0 | 0 | 0 | 0 | #DIV/0! | #DIV/0! | 0
0 | 0 | - | 0 | 0 | 0 | 0 | #DIV/0! | #DIV/0! | 0
0 | 0 | - | 0 | 0 | 0 | 0 | #DIV/0! | #DIV/0! | 0
0 | 0 | - | 0 | 0 | 0 | 0 | #DIV/0! | #DIV/0! | 0
0 | 0 | - | 0 | 0 | 0 | 0 | #DIV/0! | #DIV/0! | 0
0 | 0 | - | 0 | 0 | 0 | 0 | #DIV/0! | #DIV/0! | 0
0 | 0 | - | 0 | 0 | 0 | 0 | #DIV/0! | #DIV/0! | 0
0 | 0 | - | 0 | 0 | 0 | 0 | #DIV/0! | #DIV/0! | 0
0 | 0 | - | 0 | 0 | 0 | 0 | #DIV/0! | #DIV/0! | 0
0 | 0 | - | 0 | 0 | 0 | 0 | #DIV/0! | #DIV/0! | 0
0 | 0 | - | 0 | 0 | 0 | 0 | #DIV/0! | #DIV/0! | 0
0 | 0 | - | 0 | 0 | 0 | 0 | #DIV/0! | #DIV/0! | 0
0 | 0 | - | 0 | 0 | 0 | 0 | #DIV/0! | #DIV/0! | 0
0 | 0 | - | 0 | 0 | 0 | 0 | #DIV/0! | #DIV/0! | 0
0 | 0 | - | 0 | 0 | 0 | 0 | #DIV/0! | #DIV/0! | 0
0 | 0 | - | 0 | 0 | 0 | 0 | #DIV/0! | #DIV/0! | 0
0 | 0 | - | 0 | 0 | 0 | 0 | #DIV/0! | #DIV/0! | 0
0 | 0 | - | 0 | 0 | 0 | 0 | #DIV/0! | #DIV/0! | 0
0 | 0 | - | 0 | 0 | 0 | 0 | #DIV/0! | #DIV/0! | 0
0 | 0 | - | 0 | 0 | 0 | 0 | #DIV/0! | #DIV/0! | 0
0 | 0 | - | 0 | 0 | 0 | 0 | #DIV/0! | #DIV/0! | 0
0 | 0 | - | 0 | 0 | 0 | 0 | #DIV/0! | #DIV/0! | 0
0 | 0 | - | 0 | 0 | 0 | 0 | #DIV/0! | #DIV/0! | 0
0 | 0 | - | 0 | 0 | 0 | 0 | #DIV/0! | #DIV/0! | 0
0 | 0 | - | 0 | 0 | 0 | 0 | #DIV/0! | #DIV/0! | 0
0 | 0 | - | 0 | 0 | 0 | 0 | #DIV/0! | #DIV/0! | 0
0 | 0 | - | 0 | 0 | 0 | 0 | #DIV/0! | #DIV/0! | 0
0 | 0 | - | 0 | 0 | 0 | 0 | #DIV/0! | #DIV/0! | 0
0 | 0 | - | 0 | 0 | 0 | 0 | #DIV/0! | #DIV/0! | 0
0 | 0 | - | 0 | 0 | 0 | 0 | #DIV/0! | #DIV/0! | 0
0 | 0 | - | 0 | 0 | 0 | 0 | #DIV/0! | #DIV/0! | 0
0 | 0 | - | 0 | 0 | 0 | 0 | #DIV/0! | #DIV/0! | 0
0 | 0 | - | 0 | 0 | 0 | 0 | #DIV/0! | #DIV/0! | 0
0 | 0 | - | 0 | 0 | 0 | 0 | #DIV/0! | #DIV/0! | 0
0 | 0 | - | 0 | 0 | 0 | 0 | #DIV/0! | #DIV/0! | 0
0 | 0 | - | 0 | 0 | 0 | 0 | #DIV/0! | #DIV/0! | 0
0 | 0 | - | 0 | 0 | 0 | 0 | #DIV/0! | #DIV/0! | 0
0 | 0 | - | 0 | 0 | 0 | 0 | #DIV/0! | #DIV/0! | 0
0 | 0 | - | 0 | 0 | 0 | 0 | #DIV/0! | #DIV/0! | 0
0 | 0 | - | 0 | 0 | 0 | 0 | #DIV/0! | #DIV/0! | 0
0 | 0 | - | 0 | 0 | 0 | 0 | #DIV/0! | #DIV/0! | 0
0 | 0 | - | 0 | 0 | 0 | 0 | #DIV/0! | #DIV/0! | 0
0 | 0 | - | 0 | 0 | 0 | 0 | #DIV/0! | #DIV/0! | 0
0 | 0 | - | 0 | 0 | 0 | 0 | #DIV/0! | #DIV/0! | 0
0 | 0 | - | 0 | 0 | 0 | 0 | #DIV/0! | #DIV/0! | 0
0 | 0 | - | 0 | 0 | 0 | 0 | #DIV/0! | #DIV/0! | 0
0 | 0 | - | 0 | 0 | 0 | 0 | #DIV/0! | #DIV/0! | 0
0 | 0 | - | 0 | 0 | 0 | 0 | #DIV/0! | #DIV/0! | 0
0 | 0 | - | 0 | 0 | 0 | 0 | #DIV/0! | #DIV/0! | 0
0 | 0 | - | 0 | 0 | 0 | 0 | #DIV/0! | #DIV/0! | 0
0 | 0 | - | 0 | 0 | 0 | 0 | #DIV/0! | #DIV/0! | 0
0 | 0 | - | 0 | 0 | 0 | 0 | #DIV/0! | #DIV/0! | 0
0 | 0 | - | 0 | 0 | 0 | 0 | #DIV/0! | #DIV/0! | 0
0 | 0 | - | 0 | 0 | 0 | 0 | #DIV/0! | #DIV/0! | 0
0 | 0 | - | 0 | 0 | 0 | 0 | #DIV/0! | #DIV/0! | 0
0 | 0 | - | 0 | 0 | 0 | 0 | #DIV/0! | #DIV/0! | 0
0 | 0 | - | 0 | 0 | 0 | 0 | #DIV/0! | #DIV/0! | 0
0 | 0 | - | 0 | 0 | 0 | 0 | #DIV/0! | #DIV/0! | 0
0 | 0 | - | 0 | 0 | 0 | 0 | #DIV/0! | #DIV/0! | 0
0 | 0 | - | 0 | 0 | 0 | 0 | #DIV/0! | #DIV/0! | 0
0 | 0 | - | 0 | 0 | 0 | 0 | #DIV/0! | #DIV/0! | 0
0 | 0 | - | 0 | 0 | 0 | 0 | #DIV/0! | #DIV/0! | 0
0 | 0 | - | 0 | 0 | 0 | 0 | #DIV/0! | #DIV/0! | 0
0 | 0 | - | 0 | 0 | 0 | 0 | #DIV/0! | #DIV/0! | 0
0 | 0 | - | 0 | 0 | 0 | 0 | #DIV/0! | #DIV/0! | 0
0 | 0 | - | 0 | 0 | 0 | 0 | #DIV/0! | #DIV/0! | 0
0 | 0 | - | 0 | 0 | 0 | 0 | #DIV/0! | #DIV/0! | 0
0 | 0 | - | 0 | 0 | 0 | 0 | #DIV/0! | #DIV/0! | 0
0 | 0 | - | 0 | 0 | 0 | 0 | #DIV/0! | #DIV/0! | 0
0 | 0 | - | 0 | 0 | 0 | 0 | #DIV/0! | #DIV/0! | 0
0 | 0 | - | 0 | 0 | 0 | 0 | #DIV/0! | #DIV/0! | 0
0 | 0 | - | 0 | 0 | 0 | 0 | #DIV/0! | #DIV/0! | 0
0 | 0 | - | 0 | 0 | 0 | 0 | #DIV/0! | #DIV/0! | 0
0 | 0 | - | 0 | 0 | 0 | 0 | #DIV/0! | #DIV/0! | 0
0 | 0 | - | 0 | 0 | 0 | 0 | #DIV/0! | #DIV/0! | 0
0 | 0 | - | 0 | 0 | 0 | 0 | #DIV/0! | #DIV/0! | 0
0 | 0 | - | 0 | 0 | 0 | 0 | #DIV/0! | #DIV/0! | 0
0 | 0 | - | 0 | 0 | 0 | 0 | #DIV/0! | #DIV/0! | 0
0 | 0 | - | 0 | 0 | 0 | 0 | #DIV/0! | #DIV/0! | 0
0 | 0 | - | 0 | 0 | 0 | 0 | #DIV/0! | #DIV/0! | 0
0 | 0 | - | 0 | 0 | 0 | 0 | #DIV/0! | #DIV/0! | 0
0 | 0 | - | 0 | 0 | 0 | 0 | #DIV/0! | #DIV/0! | 0
0 | 0 | - | 0 | 0 | 0 | 0 | #DIV/0! | #DIV/0! | 0
0 | 0 | - | 0 | 0 | 0 | 0 | #DIV/0! | #DIV/0! | 0
0 | 0 | - | 0 | 0 | 0 | 0 | #DIV/0! | #DIV/0! | 0
0 | 0 | - | 0 | 0 | 0 | 0 | #DIV/0! | #DIV/0! | 0
0 | 0 | - | 0 | 0 | 0 | 0 | #DIV/0! | #DIV/0! | 0
0 | 0 | - | 0 | 0 | 0 | 0 | #DIV/0! | #DIV/0! | 0
0 | 0 | - | 0 | 0 | 0 | 0 | #DIV/0! | #DIV/0! | 0
0 | 0 | - | 0 | 0 | 0 | 0 | #DIV/0! | #DIV/0! | 0
0 | 0 | - | 0 | 0 | 0 | 0 | #DIV/0! | #DIV/0! | 0
0 | 0 | - | 0 | 0 | 0 | 0 | #DIV/0! | #DIV/0! | 0
0 | 0 | - | 0 | 0 | 0 | 0 | #DIV/0! | #DIV/0! | 0
0 | 0 | - | 0 | 0 | 0 | 0 | #DIV/0! | #DIV/0! | 0
0 | 0 | - | 0 | 0 | 0 | 0 | #DIV/0! | #DIV/0! | 0
0 | 0 | - | 0 | 0 | 0 | 0 | #DIV/0! | #DIV/0! | 0
0 | 0 | - | 0 | 0 | 0 | 0 | #DIV/0! | #DIV/0! | 0
0 | 0 | - | 0 | 0 | 0 | 0 | #DIV/0! | #DIV/0! | 0
0 | 0 | - | 0 | 0 | 0 | 0 | #DIV/0! | #DIV/0! | 0
0 | 0 | - | 0 | 0 | 0 | 0 | #DIV/0! | #DIV/0! | 0
0 | 0 | - | 0 | 0 | 0 | 0 | #DIV/0! | #DIV/0! | 0
0 | 0 | - | 0 | 0 | 0 | 0 | #DIV/0! | #DIV/0! | 0
0 | 0 | - | 0 | 0 | 0 | 0 | #DIV/0! | #DIV/0! | 0
0 | 0 | - | 0 | 0 | 0 | 0 | #DIV/0! | #DIV/0! | 0
0 | 0 | - | 0 | 0 | 0 | 0 | #DIV/0! | #DIV/0! | 0
0 | 0 | - | 0 | 0 | 0 | 0 | #DIV/0! | #DIV/0! | 0
0 | 0 | - | 0 | 0 | 0 | 0 | #DIV/0! | #DIV/0! | 0
0 | 0 | - | 0 | 0 | 0 | 0 | #DIV/0! | #DIV/0! | 0
0 | 0 | - | 0 | 0 | 0 | 0 | #DIV/0! | #DIV/0! | 0
0 | 0 | - | 0 | 0 | 0 | 0 | #DIV/0! | #DIV/0! | 0
0 | 0 | - | 0 | 0 | 0 | 0 | #DIV/0! | #DIV/0! | 0
0 | 0 | - | 0 | 0 | 0 | 0 | #DIV/0! | #DIV/0! | 0
0 | 0 | - | 0 | 0 | 0 | 0 | #DIV/0! | #DIV/0! | 0
0 | 0 | - | 0 | 0 | 0 | 0 | #DIV/0! | #DIV/0! | 0
0 | 0 | - | 0 | 0 | 0 | 0 | #DIV/0! | #DIV/0! | 0
0 | 0 | - | 0 | 0 | 0 | 0 | #DIV/0! | #DIV/0! | 0
0 | 0 | - | 0 | 0 | 0 | 0 | #DIV/0! | #DIV/0! | 0
0 | 0 | - | 0 | 0 | 0 | 0 | #DIV/0! | #DIV/0! | 0
0 | 0 | - | 0 | 0 | 0 | 0 | #DIV/0! | #DIV/0! | 0
0 | 0 | - | 0 | 0 | 0 | 0 | #DIV/0! | #DIV/0! | 0
0 | 0 | - | 0 | 0 | 0 | 0 | #DIV/0! | #DIV/0! | 0
0 | 0 | - | 0 | 0 | 0 | 0 | #DIV/0! | #DIV/0! | 0
0 | 0 | - | 0 | 0 | 0 | 0 | #DIV/0! | #DIV/0! | 0
0 | 0 | - | 0 | 0 | 0 | 0 | #DIV/0! | #DIV/0! | 0
0 | 0 | - | 0 | 0 | 0 | 0 | #DIV/0! | #DIV/0! | 0
0 | 0 | - | 0 | 0 | 0 | 0 | #DIV/0! | #DIV/0! | 0
0 | 0 | - | 0 | 0 | 0 | 0 | #DIV/0! | #DIV/0! | 0
0 | 0 | - | 0 | 0 | 0 | 0 | #DIV/0! | #DIV/0! | 0
0 | 0 | - | 0 | 0 | 0 | 0 | #DIV/0! | #DIV/0! | 0
0 | 0 | - | 0 | 0 | 0 | 0 | #DIV/0! | #DIV/0! | 0
0 | 0 | - | 0 | 0 | 0 | 0 | #DIV/0! | #DIV/0! | 0
0 | 0 | - | 0 | 0 | 0 | 0 | #DIV/0! | #DIV/0! | 0
0 | 0 | - | 0 | 0 | 0 | 0 | #DIV/0! | #DIV/0! | 0
0 | 0 | - | 0 | 0 | 0 | 0 | #DIV/0! | #DIV/0! | 0
0 | 0 | - | 0 | 0 | 0 | 0 | #DIV/0! | #DIV/0! | 0
0 | 0 | - | 0 | 0 | 0 | 0 | #DIV/0! | #DIV/0! | 0
0 | 0 | - | 0 | 0 | 0 | 0 | #DIV/0! | #DIV/0! | 0
0 | 0 | - | 0 | 0 | 0 | 0 | #DIV/0! | #DIV/0! | 0
0 | 0 | - | 0 | 0 | 0 | 0 | #DIV/0! | #DIV/0! | 0
0 | 0 | - | 0 | 0 | 0 | 0 | #DIV/0! | #DIV/0! | 0
0 | 0 | - | 0 | 0 | 0 | 0 | #DIV/0! | #DIV/0! | 0
0 | 0 | - | 0 | 0 | 0 | 0 | #DIV/0! | #DIV/0! | 0
0 | 0 | - | 0 | 0 | 0 | 0 | #DIV/0! | #DIV/0! | 0
0 | 0 | - | 0 | 0 | 0 | 0 | #DIV/0! | #DIV/0! | 0
0 | 0 | - | 0 | 0 | 0 | 0 | #DIV/0! | #DIV/0! | 0
0 | 0 | - | 0 | 0 | 0 | 0 | #DIV/0! | #DIV/0! | 0
0 | 0 | - | 0 | 0 | 0 | 0 | #DIV/0! | #DIV/0! | 0
0 | 0 | - | 0 | 0 | 0 | 0 | #DIV/0! | #DIV/0! | 0
0 | 0 | - | 0 | 0 | 0 | 0 | #DIV/0! | #DIV/0! | 0
0 | 0 | - | 0 | 0 | 0 | 0 | #DIV/0! | #DIV/0! | 0
0 | 0 | - | 0 | 0 | 0 | 0 | #DIV/0! | #DIV/0! | 0
0 | 0 | - | 0 | 0 | 0 | 0 | #DIV/0! | #DIV/0! | 0
0 | 0 | - | 0 | 0 | 0 | 0 | #DIV/0! | #DIV/0! | 0
0 | 0 | - | 0 | 0 | 0 | 0 | #DIV/0! | #DIV/0! | 0
0 | 0 | - | 0 | 0 | 0 | 0 | #DIV/0! | #DIV/0! | 0
0 | 0 | - | 0 | 0 | 0 | 0 | #DIV/0! | #DIV/0! | 0
0 | 0 | - | 0 | 0 | 0 | 0 | #DIV/0! | #DIV/0! | 0
0 | 0 | - | 0 | 0 | 0 | 0 | #DIV/0! | #DIV/0! | 0
0 | 0 | - | 0 | 0 | 0 | 0 | #DIV/0! | #DIV/0! | 0
0 | 0 | - | 0 | 0 | 0 | 0 | #DIV/0! | #DIV/0! | 0
0 | 0 | - | 0 | 0 | 0 | 0 | #DIV/0! | #DIV/0! | 0
0 | 0 | - | 0 | 0 | 0 | 0 | #DIV/0! | #DIV/0! | 0
0 | 0 | - | 0 | 0 | 0 | 0 | #DIV/0! | #DIV/0! | 0
0 | 0 | - | 0 | 0 | 0 | 0 | #DIV/0! | #DIV/0! | 0
0 | 0 | - | 0 | 0 | 0 | 0 | #DIV/0! | #DIV/0! | 0
0 | 0 | - | 0 | 0 | 0 | 0 | #DIV/0! | #DIV/0! | 0
0 | 0 | - | 0 | 0 | 0 | 0 | #DIV/0! | #DIV/0! | 0
0 | 0 | - | 0 | 0 | 0 | 0 | #DIV/0! | #DIV/0! | 0
0 | 0 | - | 0 | 0 | 0 | 0 | #DIV/0! | #DIV/0! | 0
0 | 0 | - | 0 | 0 | 0 | 0 | #DIV/0! | #DIV/0! | 0
0 | 0 | - | 0 | 0 | 0 | 0 | #DIV/0! | #DIV/0! | 0
0 | 0 | - | 0 | 0 | 0 | 0 | #DIV/0! | #DIV/0! | 0
0 | 0 | - | 0 | 0 | 0 | 0 | #DIV/0! | #DIV/0! | 0
0 | 0 | - | 0 | 0 | 0 | 0 | #DIV/0! | #DIV/0! | 0
0 | 0 | - | 0 | 0 | 0 | 0 | #DIV/0! | #DIV/0! | 0
0 | 0 | - | 0 | 0 | 0 | 0 | #DIV/0! | #DIV/0! | 0
0 | 0 | - | 0 | 0 | 0 | 0 | #DIV/0! | #DIV/0! | 0
0 | 0 | - | 0 | 0 | 0 | 0 | #DIV/0! | #DIV/0! | 0
0 | 0 | - | 0 | 0 | 0 | 0 | #DIV/0! | #DIV/0! | 0
0 | 0 | - | 0 | 0 | 0 | 0 | #DIV/0! | #DIV/0! | 0
0 | 0 | - | 0 | 0 | 0 | 0 | #DIV/0! | #DIV/0! | 0
0 | 0 | - | 0 | 0 | 0 | 0 | #DIV/0! | #DIV/0! | 0
0 | 0 | - | 0 | 0 | 0 | 0 | #DIV/0! | #DIV/0! | 0
0 | 0 | - | 0 | 0 | 0 | 0 | #DIV/0! | #DIV/0! | 0
0 | 0 | - | 0 | 0 | 0 | 0 | #DIV/0! | #DIV/0! | 0
0 | 0 | - | 0 | 0 | 0 | 0 | #DIV/0! | #DIV/0! | 0
0 | 0 | - | 0 | 0 | 0 | 0 | #DIV/0! | #DIV/0! | 0
0 | 0 | - | 0 | 0 | 0 | 0 | #DIV/0! | #DIV/0! | 0
0 | 0 | - | 0 | 0 | 0 | 0 | #DIV/0! | #DIV/0! | 0
0 | 0 | - | 0 | 0 | 0 | 0 | #DIV/0! | #DIV/0! | 0
0 | 0 | - | 0 | 0 | 0 | 0 | #DIV/0! | #DIV/0! | 0
0 | 0 | - | 0 | 0 | 0 | 0 | #DIV/0! | #DIV/0! | 0
0 | 0 | - | 0 | 0 | 0 | 0 | #DIV/0! | #DIV/0! | 0
0 | 0 | - | 0 | 0 | 0 | 0 | #DIV/0! | #DIV/0! | 0
0 | 0 | - | 0 | 0 | 0 | 0 | #DIV/0! | #DIV/0! | 0
0 | 0 | - | 0 | 0 | 0 | 0 | #DIV/0! | #DIV/0! | 0
0 | 0 | - | 0 | 0 | 0 | 0 | #DIV/0! | #DIV/0! | 0
0 | 0 | - | 0 | 0 | 0 | 0 | #DIV/0! | #DIV/0! | 0
0 | 0 | - | 0 | 0 | 0 | 0 | #DIV/0! | #DIV/0! | 0
0 | 0 | - | 0 | 0 | 0 | 0 | #DIV/0! | #DIV/0! | 0
0 | 0 | - | 0 | 0 | 0 | 0 | #DIV/0! | #DIV/0! | 0
0 | 0 | - | 0 | 0 | 0 | 0 | #DIV/0! | #DIV/0! | 0
0 | 0 | - | 0 | 0 | 0 | 0 | #DIV/0! | #DIV/0! | 0
0 | 0 | - | 0 | 0 | 0 | 0 | #DIV/0! | #DIV/0! | 0
0 | 0 | - | 0 | 0 | 0 | 0 | #DIV/0! | #DIV/0! | 0
0 | 0 | - | 0 | 0 | 0 | 0 | #DIV/0! | #DIV/0! | 0
0 | 0 | - | 0 | 0 | 0 | 0 | #DIV/0! | #DIV/0! | 0
0 | 0 | - | 0 | 0 | 0 | 0 | #DIV/0! | #DIV/0! | 0
0 | 0 | - | 0 | 0 | 0 | 0 | #DIV/0! | #DIV/0! | 0
0 | 0 | - | 0 | 0 | 0 | 0 | #DIV/0! | #DIV/0! | 0
0 | 0 | - | 0 | 0 | 0 | 0 | #DIV/0! | #DIV/0! | 0
0 | 0 | - | 0 | 0 | 0 | 0 | #DIV/0! | #DIV/0! | 0
0 | 0 | - | 0 | 0 | 0 | 0 | #DIV/0! | #DIV/0! | 0
0 | 0 | - | 0 | 0 | 0 | 0 | #DIV/0! | #DIV/0! | 0
0 | 0 | - | 0 | 0 | 0 | 0 | #DIV/0! | #DIV/0! | 0
0 | 0 | - | 0 | 0 | 0 | 0 | #DIV/0! | #DIV/0! | 0
0 | 0 | - | 0 | 0 | 0 | 0 | #DIV/0! | #DIV/0! | 0
0 | 0 | - | 0 | 0 | 0 | 0 | #DIV/0! | #DIV/0! | 0
0 | 0 | - | 0 | 0 | 0 | 0 | #DIV/0! | #DIV/0! | 0
0 | 0 | - | 0 | 0 | 0 | 0 | #DIV/0! | #DIV/0! | 0
0 | 0 | - | 0 | 0 | 0 | 0 | #DIV/0! | #DIV/0! | 0
0 | 0 | - | 0 | 0 | 0 | 0 | #DIV/0! | #DIV/0! | 0
0 | 0 | - | 0 | 0 | 0 | 0 | #DIV/0! | #DIV/0! | 0
0 | 0 | - | 0 | 0 | 0 | 0 | #DIV/0! | #DIV/0! | 0
0 | 0 | - | 0 | 0 | 0 | 0 | #DIV/0! | #DIV/0! | 0
0 | 0 | - | 0 | 0 | 0 | 0 | #DIV/0! | #DIV/0! | 0
0 | 0 | - | 0 | 0 | 0 | 0 | #DIV/0! | #DIV/0! | 0
0 | 0 | - | 0 | 0 | 0 | 0 | #DIV/0! | #DIV/0! | 0
0 | 0 | - | 0 | 0 | 0 | 0 | #DIV/0! | #DIV/0! | 0
0 | 0 | - | 0 | 0 | 0 | 0 | #DIV/0! | #DIV/0! | 0
0 | 0 | - | 0 | 0 | 0 | 0 | #DIV/0! | #DIV/0! | 0
0 | 0 | - | 0 | 0 | 0 | 0 | #DIV/0! | #DIV/0! | 0
0 | 0 | - | 0 | 0 | 0 | 0 | #DIV/0! | #DIV/0! | 0
0 | 0 | - | 0 | 0 | 0 | 0 | #DIV/0! | #DIV/0! | 0
0 | 0 | - | 0 | 0 | 0 | 0 | #DIV/0! | #DIV/0! | 0
0 | 0 | - | 0 | 0 | 0 | 0 | #DIV/0! | #DIV/0! | 0
0 | 0 | - | 0 | 0 | 0 | 0 | #DIV/0! | #DIV/0! | 0
0 | 0 | - | 0 | 0 | 0 | 0 | #DIV/0! | #DIV/0! | 0
0 | 0 | - | 0 | 0 | 0 | 0 | #DIV/0! | #DIV/0! | 0
0 | 0 | - | 0 | 0 | 0 | 0 | #DIV/0! | #DIV/0! | 0
0 | 0 | - | 0 | 0 | 0 | 0 | #DIV/0! | #DIV/0! | 0
0 | 0 | - | 0 | 0 | 0 | 0 | #DIV/0! | #DIV/0! | 0
0 | 0 | - | 0 | 0 | 0 | 0 | #DIV/0! | #DIV/0! | 0
0 | 0 | - | 0 | 0 | 0 | 0 | #DIV/0! | #DIV/0! | 0
0 | 0 | - | 0 | 0 | 0 | 0 | #DIV/0! | #DIV/0! | 0
0 | 0 | - | 0 | 0 | 0 | 0 | #DIV/0! | #DIV/0! | 0
0 | 0 | - | 0 | 0 | 0 | 0 | #DIV/0! | #DIV/0! | 0
0 | 0 | - | 0 | 0 | 0 | 0 | #DIV/0! | #DIV/0! | 0
0 | 0 | - | 0 | 0 | 0 | 0 | #DIV/0! | #DIV/0! | 0
0 | 0 | - | 0 | 0 | 0 | 0 | #DIV/0! | #DIV/0! | 0
0 | 0 | - | 0 | 0 | 0 | 0 | #DIV/0! | #DIV/0! | 0
0 | 0 | - | 0 | 0 | 0 | 0 | #DIV/0! | #DIV/0! | 0
0 | 0 | - | 0 | 0 | 0 | 0 | #DIV/0! | #DIV/0! | 0
0 | 0 | - | 0 | 0 | 0 | 0 | #DIV/0! | #DIV/0! | 0
0 | 0 | - | 0 | 0 | 0 | 0 | #DIV/0! | #DIV/0! | 0
0 | 0 | - | 0 | 0 | 0 | 0 | #DIV/0! | #DIV/0! | 0
0 | 0 | - | 0 | 0 | 0 | 0 | #DIV/0! | #DIV/0! | 0
0 | 0 | - | 0 | 0 | 0 | 0 | #DIV/0! | #DIV/0! | 0
0 | 0 | - | 0 | 0 | 0 | 0 | #DIV/0! | #DIV/0! | 0
0 | 0 | - | 0 | 0 | 0 | 0 | #DIV/0! | #DIV/0! | 0
0 | 0 | - | 0 | 0 | 0 | 0 | #DIV/0! | #DIV/0! | 0
0 | 0 | - | 0 | 0 | 0 | 0 | #DIV/0! | #DIV/0! | 0
0 | 0 | - | 0 | 0 | 0 | 0 | #DIV/0! | #DIV/0! | 0
0 | 0 | - | 0 | 0 | 0 | 0 | #DIV/0! | #DIV/0! | 0
0 | 0 | - | 0 | 0 | 0 | 0 | #DIV/0! | #DIV/0! | 0
0 | 0 | - | 0 | 0 | 0 | 0 | #DIV/0! | #DIV/0! | 0
0 | 0 | - | 0 | 0 | 0 | 0 | #DIV/0! | #DIV/0! | 0
0 | 0 | - | 0 | 0 | 0 | 0 | #DIV/0! | #DIV/0! | 0
0 | 0 | - | 0 | 0 | 0 | 0 | #DIV/0! | #DIV/0! | 0
0 | 0 | - | 0 | 0 | 0 | 0 | #DIV/0! | #DIV/0! | 0
0 | 0 | - | 0 | 0 | 0 | 0 | #DIV/0! | #DIV/0! | 0
0 | 0 | - | 0 | 0 | 0 | 0 | #DIV/0! | #DIV/0! | 0
0 | 0 | - | 0 | 0 | 0 | 0 | #DIV/0! | #DIV/0! | 0
0 | 0 | - | 0 | 0 | 0 | 0 | #DIV/0! | #DIV/0! | 0
0 | 0 | - | 0 | 0 | 0 | 0 | #DIV/0! | #DIV/0! | 0
0 | 0 | - | 0 | 0 | 0 | 0 | #DIV/0! | #DIV/0! | 0
0 | 0 | - | 0 | 0 | 0 | 0 | #DIV/0! | #DIV/0! | 0
0 | 0 | - | 0 | 0 | 0 | 0 | #DIV/0! | #DIV/0! | 0
0 | 0 | - | 0 | 0 | 0 | 0 | #DIV/0! | #DIV/0! | 0
0 | 0 | - | 0 | 0 | 0 | 0 | #DIV/0! | #DIV/0! | 0
0 | 0 | - | 0 | 0 | 0 | 0 | #DIV/0! | #DIV/0! | 0
0 | 0 | - | 0 | 0 | 0 | 0 | #DIV/0! | #DIV/0! | 0
0 | 0 | - | 0 | 0 | 0 | 0 | #DIV/0! | #DIV/0! | 0
0 | 0 | - | 0 | 0 | 0 | 0 | #DIV/0! | #DIV/0! | 0
0 | 0 | - | 0 | 0 | 0 | 0 | #DIV/0! | #DIV/0! | 0
0 | 0 | - | 0 | 0 | 0 | 0 | #DIV/0! | #DIV/0! | 0
0 | 0 | - | 0 | 0 | 0 | 0 | #DIV/0! | #DIV/0! | 0
0 | 0 | - | 0 | 0 | 0 | 0 | #DIV/0! | #DIV/0! | 0
0 | 0 | - | 0 | 0 | 0 | 0 | #DIV/0! | #DIV/0! | 0
0 | 0 | - | 0 | 0 | 0 | 0 | #DIV/0! | #DIV/0! | 0
0 | 0 | - | 0 | 0 | 0 | 0 | #DIV/0! | #DIV/0! | 0
0 | 0 | - | 0 | 0 | 0 | 0 | #DIV/0! | #DIV/0! | 0
0 | 0 | - | 0 | 0 | 0 | 0 | #DIV/0! | #DIV/0! | 0
0 | 0 | - | 0 | 0 | 0 | 0 | #DIV/0! | #DIV/0! | 0
0 | 0 | - | 0 | 0 | 0 | 0 | #DIV/0! | #DIV/0! | 0
0 | 0 | - | 0 | 0 | 0 | 0 | #DIV/0! | #DIV/0! | 0
0 | 0 | - | 0 | 0 | 0 | 0 | #DIV/0! | #DIV/0! | 0
0 | 0 | - | 0 | 0 | 0 | 0 | #DIV/0! | #DIV/0! | 0
0 | 0 | - | 0 | 0 | 0 | 0 | #DIV/0! | #DIV/0! | 0
0 | 0 | - | 0 | 0 | 0 | 0 | #DIV/0! | #DIV/0! | 0
0 | 0 | - | 0 | 0 | 0 | 0 | #DIV/0! | #DIV/0! | 0
0 | 0 | - | 0 | 0 | 0 | 0 | #DIV/0! | #DIV/0! | 0
0 | 0 | - | 0 | 0 | 0 | 0 | #DIV/0! | #DIV/0! | 0
0 | 0 | - | 0 | 0 | 0 | 0 | #DIV/0! | #DIV/0! | 0
0 | 0 | - | 0 | 0 | 0 | 0 | #DIV/0! | #DIV/0! | 0
0 | 0 | - | 0 | 0 | 0 | 0 | #DIV/0! | #DIV/0! | 0
0 | 0 | - | 0 | 0 | 0 | 0 | #DIV/0! | #DIV/0! | 0
0 | 0 | - | 0 | 0 | 0 | 0 | #DIV/0! | #DIV/0! | 0
0 | 0 | - | 0 | 0 | 0 | 0 | #DIV/0! | #DIV/0! | 0
0 | 0 | - | 0 | 0 | 0 | 0 | #DIV/0! | #DIV/0! | 0
0 | 0 | - | 0 | 0 | 0 | 0 | #DIV/0! | #DIV/0! | 0
0 | 0 | - | 0 | 0 | 0 | 0 | #DIV/0! | #DIV/0! | 0
0 | 0 | - | 0 | 0 | 0 | 0 | #DIV/0! | #DIV/0! | 0
0 | 0 | - | 0 | 0 | 0 | 0 | #DIV/0! | #DIV/0! | 0
0 | 0 | - | 0 | 0 | 0 | 0 | #DIV/0! | #DIV/0! | 0
0 | 0 | - | 0 | 0 | 0 | 0 | #DIV/0! | #DIV/0! | 0
0 | 0 | - | 0 | 0 | 0 | 0 | #DIV/0! | #DIV/0! | 0
0 | 0 | - | 0 | 0 | 0 | 0 | #DIV/0! | #DIV/0! | 0
0 | 0 | - | 0 | 0 | 0 | 0 | #DIV/0! | #DIV/0! | 0
0 | 0 | - | 0 | 0 | 0 | 0 | #DIV/0! | #DIV/0! | 0
0 | 0 | - | 0 | 0 | 0 | 0 | #DIV/0! | #DIV/0! | 0
0 | 0 | - | 0 | 0 | 0 | 0 | #DIV/0! | #DIV/0! | 0
0 | 0 | - | 0 | 0 | 0 | 0 | #DIV/0! | #DIV/0! | 0
0 | 0 | - | 0 | 0 | 0 | 0 | #DIV/0! | #DIV/0! | 0
0 | 0 | - | 0 | 0 | 0 | 0 | #DIV/0! | #DIV/0! | 0
0 | 0 | - | 0 | 0 | 0 | 0 | #DIV/0! | #DIV/0! | 0
0 | 0 | - | 0 | 0 | 0 | 0 | #DIV/0! | #DIV/0! | 0
0 | 0 | - | 0 | 0 | 0 | 0 | #DIV/0! | #DIV/0! | 0
0 | 0 | - | 0 | 0 | 0 | 0 | #DIV/0! | #DIV/0! | 0
0 | 0 | - | 0 | 0 | 0 | 0 | #DIV/0! | #DIV/0! | 0
0 | 0 | - | 0 | 0 | 0 | 0 | #DIV/0! | #DIV/0! | 0
0 | 0 | - | 0 | 0 | 0 | 0 | #DIV/0! | #DIV/0! | 0
0 | 0 | - | 0 | 0 | 0 | 0 | #DIV/0! | #DIV/0! | 0
0 | 0 | - | 0 | 0 | 0 | 0 | #DIV/0! | #DIV/0! | 0
0 | 0 | - | 0 | 0 | 0 | 0 | #DIV/0! | #DIV/0! | 0
0 | 0 | - | 0 | 0 | 0 | 0 | #DIV/0! | #DIV/0! | 0
0 | 0 | - | 0 | 0 | 0 | 0 | #DIV/0! | #DIV/0! | 0
0 | 0 | - | 0 | 0 | 0 | 0 | #DIV/0! | #DIV/0! | 0
0 | 0 | - | 0 | 0 | 0 | 0 | #DIV/0! | #DIV/0! | 0
0 | 0 | - | 0 | 0 | 0 | 0 | #DIV/0! | #DIV/0! | 0
0 | 0 | - | 0 | 0 | 0 | 0 | #DIV/0! | #DIV/0! | 0
0 | 0 | - | 0 | 0 | 0 | 0 | #DIV/0! | #DIV/0! | 0
0 | 0 | - | 0 | 0 | 0 | 0 | #DIV/0! | #DIV/0! | 0
0 | 0 | - | 0 | 0 | 0 | 0 | #DIV/0! | #DIV/0! | 0
0 | 0 | - | 0 | 0 | 0 | 0 | #DIV/0! | #DIV/0! | 0
0 | 0 | - | 0 | 0 | 0 | 0 | #DIV/0! | #DIV/0! | 0
0 | 0 | - | 0 | 0 | 0 | 0 | #DIV/0! | #DIV/0! | 0
0 | 0 | - | 0 | 0 | 0 | 0 | #DIV/0! | #DIV/0! | 0
0 | 0 | - | 0 | 0 | 0 | 0 | #DIV/0! | #DIV/0! | 0
0 | 0 | - | 0 | 0 | 0 | 0 | #DIV/0! | #DIV/0! | 0
0 | 0 | - | 0 | 0 | 0 | 0 | #DIV/0! | #DIV/0! | 0
0 | 0 | - | 0 | 0 | 0 | 0 | #DIV/0! | #DIV/0! | 0
0 | 0 | - | 0 | 0 | 0 | 0 | #DIV/0! | #DIV/0! | 0
0 | 0 | - | 0 | 0 | 0 | 0 | #DIV/0! | #DIV/0! | 0
0 | 0 | - | 0 | 0 | 0 | 0 | #DIV/0! | #DIV/0! | 0
0 | 0 | - | 0 | 0 | 0 | 0 | #DIV/0! | #DIV/0! | 0
0 | 0 | - | 0 | 0 | 0 | 0 | #DIV/0! | #DIV/0! | 0
0 | 0 | - | 0 | 0 | 0 | 0 | #DIV/0! | #DIV/0! | 0
0 | 0 | - | 0 | 0 | 0 | 0 | #DIV/0! | #DIV/0! | 0
0 | 0 | - | 0 | 0 | 0 | 0 | #DIV/0! | #DIV/0! | 0
0 | 0 | - | 0 | 0 | 0 | 0 | #DIV/0! | #DIV/0! | 0
0 | 0 | - | 0 | 0 | 0 | 0 | #DIV/0! | #DIV/0! | 0
0 | 0 | - | 0 | 0 | 0 | 0 | #DIV/0! | #DIV/0! | 0
0 | 0 | - | 0 | 0 | 0 | 0 | #DIV/0! | #DIV/0! | 0
0 | 0 | - | 0 | 0 | 0 | 0 | #DIV/0! | #DIV/0! | 0
0 | 0 | - | 0 | 0 | 0 | 0 | #DIV/0! | #DIV/0! | 0
0 | 0 | - | 0 | 0 | 0 | 0 | #DIV/0! | #DIV/0! | 0
0 | 0 | - | 0 | 0 | 0 | 0 | #DIV/0! | #DIV/0! | 0
0 | 0 | - | 0 | 0 | 0 | 0 | #DIV/0! | #DIV/0! | 0
0 | 0 | - | 0 | 0 | 0 | 0 | #DIV/0! | #DIV/0! | 0
0 | 0 | - | 0 | 0 | 0 | 0 | #DIV/0! | #DIV/0! | 0
0 | 0 | - | 0 | 0 | 0 | 0 | #DIV/0! | #DIV/0! | 0
0 | 0 | - | 0 | 0 | 0 | 0 | #DIV/0! | #DIV/0! | 0
0 | 0 | - | 0 | 0 | 0 | 0 | #DIV/0! | #DIV/0! | 0
0 | 0 | - | 0 | 0 | 0 | 0 | #DIV/0! | #DIV/0! | 0
0 | 0 | - | 0 | 0 | 0 | 0 | #DIV/0! | #DIV/0! | 0
0 | 0 | - | 0 | 0 | 0 | 0 | #DIV/0! | #DIV/0! | 0
0 | 0 | - | 0 | 0 | 0 | 0 | #DIV/0! | #DIV/0! | 0
0 | 0 | - | 0 | 0 | 0 | 0 | #DIV/0! | #DIV/0! | 0
0 | 0 | - | 0 | 0 | 0 | 0 | #DIV/0! | #DIV/0! | 0
0 | 0 | - | 0 | 0 | 0 | 0 | #DIV/0! | #DIV/0! | 0
0 | 0 | - | 0 | 0 | 0 | 0 | #DIV/0! | #DIV/0! | 0
0 | 0 | - | 0 | 0 | 0 | 0 | #DIV/0! | #DIV/0! | 0
0 | 0 | - | 0 | 0 | 0 | 0 | #DIV/0! | #DIV/0! | 0
0 | 0 | - | 0 | 0 | 0 | 0 | #DIV/0! | #DIV/0! | 0
0 | 0 | - | 0 | 0 | 0 | 0 | #DIV/0! | #DIV/0! | 0
0 | 0 | - | 0 | 0 | 0 | 0 | #DIV/0! | #DIV/0! | 0
0 | 0 | - | 0 | 0 | 0 | 0 | #DIV/0! | #DIV/0! | 0
0 | 0 | - | 0 | 0 | 0 | 0 | #DIV/0! | #DIV/0! | 0
0 | 0 | - | 0 | 0 | 0 | 0 | #DIV/0! | #DIV/0! | 0
0 | 0 | - | 0 | 0 | 0 | 0 | #DIV/0! | #DIV/0! | 0
0 | 0 | - | 0 | 0 | 0 | 0 | #DIV/0! | #DIV/0! | 0
0 | 0 | - | 0 | 0 | 0 | 0 | #DIV/0! | #DIV/0! | 0
0 | 0 | - | 0 | 0 | 0 | 0 | #DIV/0! | #DIV/0! | 0
0 | 0 | - | 0 | 0 | 0 | 0 | #DIV/0! | #DIV/0! | 0
0 | 0 | - | 0 | 0 | 0 | 0 | #DIV/0! | #DIV/0! | 0
0 | 0 | - | 0 | 0 | 0 | 0 | #DIV/0! | #DIV/0! | 0
0 | 0 | - | 0 | 0 | 0 | 0 | #DIV/0! | #DIV/0! | 0
0 | 0 | - | 0 | 0 | 0 | 0 | #DIV/0! | #DIV/0! | 0
0 | 0 | - | 0 | 0 | 0 | 0 | #DIV/0! | #DIV/0! | 0
0 | 0 | - | 0 | 0 | 0 | 0 | #DIV/0! | #DIV/0! | 0
0 | 0 | - | 0 | 0 | 0 | 0 | #DIV/0! | #DIV/0! | 0
0 | 0 | - | 0 | 0 | 0 | 0 | #DIV/0! | #DIV/0! | 0
0 | 0 | - | 0 | 0 | 0 | 0 | #DIV/0! | #DIV/0! | 0
0 | 0 | - | 0 | 0 | 0 | 0 | #DIV/0! | #DIV/0! | 0
0 | 0 | - | 0 | 0 | 0 | 0 | #DIV/0! | #DIV/0! | 0
0 | 0 | - | 0 | 0 | 0 | 0 | #DIV/0! | #DIV/0! | 0
0 | 0 | - | 0 | 0 | 0 | 0 | #DIV/0! | #DIV/0! | 0
0 | 0 | - | 0 | 0 | 0 | 0 | #DIV/0! | #DIV/0! | 0
0 | 0 | - | 0 | 0 | 0 | 0 | #DIV/0! | #DIV/0! | 0
0 | 0 | - | 0 | 0 | 0 | 0 | #DIV/0! | #DIV/0! | 0
0 | 0 | - | 0 | 0 | 0 | 0 | #DIV/0! | #DIV/0! | 0
0 | 0 | - | 0 | 0 | 0 | 0 | #DIV/0! | #DIV/0! | 0
0 | 0 | - | 0 | 0 | 0 | 0 | #DIV/0! | #DIV/0! | 0
0 | 0 | - | 0 | 0 | 0 | 0 | #DIV/0! | #DIV/0! | 0
0 | 0 | - | 0 | 0 | 0 | 0 | #DIV/0! | #DIV/0! | 0
0 | 0 | - | 0 | 0 | 0 | 0 | #DIV/0! | #DIV/0! | 0
0 | 0 | - | 0 | 0 | 0 | 0 | #DIV/0! | #DIV/0! | 0
0 | 0 | - | 0 | 0 | 0 | 0 | #DIV/0! | #DIV/0! | 0
0 | 0 | - | 0 | 0 | 0 | 0 | #DIV/0! | #DIV/0! | 0
0 | 0 | - | 0 | 0 | 0 | 0 | #DIV/0! | #DIV/0! | 0
0 | 0 | - | 0 | 0 | 0 | 0 | #DIV/0! | #DIV/0! | 0
0 | 0 | - | 0 | 0 | 0 | 0 | #DIV/0! | #DIV/0! | 0
0 | 0 | - | 0 | 0 | 0 | 0 | #DIV/0! | #DIV/0! | 0
0 | 0 | - | 0 | 0 | 0 | 0 | #DIV/0! | #DIV/0! | 0
0 | 0 | - | 0 | 0 | 0 | 0 | #DIV/0! | #DIV/0! | 0
0 | 0 | - | 0 | 0 | 0 | 0 | #DIV/0! | #DIV/0! | 0
0 | 0 | - | 0 | 0 | 0 | 0 | #DIV/0! | #DIV/0! | 0
0 | 0 | - | 0 | 0 | 0 | 0 | #DIV/0! | #DIV/0! | 0
0 | 0 | - | 0 | 0 | 0 | 0 | #DIV/0! | #DIV/0! | 0
0 | 0 | - | 0 | 0 | 0 | 0 | #DIV/0! | #DIV/0! | 0
0 | 0 | - | 0 | 0 | 0 | 0 | #DIV/0! | #DIV/0! | 0
0 | 0 | - | 0 | 0 | 0 | 0 | #DIV/0! | #DIV/0! | 0
0 | 0 | - | 0 | 0 | 0 | 0 | #DIV/0! | #DIV/0! | 0
0 | 0 | - | 0 | 0 | 0 | 0 | #DIV/0! | #DIV/0! | 0
0 | 0 | - | 0 | 0 | 0 | 0 | #DIV/0! | #DIV/0! | 0
0 | 0 | - | 0 | 0 | 0 | 0 | #DIV/0! | #DIV/0! | 0
0 | 0 | - | 0 | 0 | 0 | 0 | #DIV/0! | #DIV/0! | 0
0 | 0 | - | 0 | 0 | 0 | 0 | #DIV/0! | #DIV/0! | 0
0 | 0 | - | 0 | 0 | 0 | 0 | #DIV/0! | #DIV/0! | 0
0 | 0 | - | 0 | 0 | 0 | 0 | #DIV/0! | #DIV/0! | 0
0 | 0 | - | 0 | 0 | 0 | 0 | #DIV/0! | #DIV/0! | 0
0 | 0 | - | 0 | 0 | 0 | 0 | #DIV/0! | #DIV/0! | 0
0 | 0 | - | 0 | 0 | 0 | 0 | #DIV/0! | #DIV/0! | 0
0 | 0 | - | 0 | 0 | 0 | 0 | #DIV/0! | #DIV/0! | 0
0 | 0 | - | 0 | 0 | 0 | 0 | #DIV/0! | #DIV/0! | 0
0 | 0 | - | 0 | 0 | 0 | 0 | #DIV/0! | #DIV/0! | 0
0 | 0 | - | 0 | 0 | 0 | 0 | #DIV/0! | #DIV/0! | 0
0 | 0 | - | 0 | 0 | 0 | 0 | #DIV/0! | #DIV/0! | 0
0 | 0 | - | 0 | 0 | 0 | 0 | #DIV/0! | #DIV/0! | 0
0 | 0 | - | 0 | 0 | 0 | 0 | #DIV/0! | #DIV/0! | 0
0 | 0 | - | 0 | 0 | 0 | 0 | #DIV/0! | #DIV/0! | 0
0 | 0 | - | 0 | 0 | 0 | 0 | #DIV/0! | #DIV/0! | 0
0 | 0 | - | 0 | 0 | 0 | 0 | #DIV/0! | #DIV/0! | 0
0 | 0 | - | 0 | 0 | 0 | 0 | #DIV/0! | #DIV/0! | 0
0 | 0 | - | 0 | 0 | 0 | 0 | #DIV/0! | #DIV/0! | 0
0 | 0 | - | 0 | 0 | 0 | 0 | #DIV/0! | #DIV/0! | 0
0 | 0 | - | 0 | 0 | 0 | 0 | #DIV/0! | #DIV/0! | 0
0 | 0 | - | 0 | 0 | 0 | 0 | #DIV/0! | #DIV/0! | 0
0 | 0 | - | 0 | 0 | 0 | 0 | #DIV/0! | #DIV/0! | 0
0 | 0 | - | 0 | 0 | 0 | 0 | #DIV/0! | #DIV/0! | 0
0 | 0 | - | 0 | 0 | 0 | 0 | #DIV/0! | #DIV/0! | 0
0 | 0 | - | 0 | 0 | 0 | 0 | #DIV/0! | #DIV/0! | 0
0 | 0 | - | 0 | 0 | 0 | 0 | #DIV/0! | #DIV/0! | 0
0 | 0 | - | 0 | 0 | 0 | 0 | #DIV/0! | #DIV/0! | 0
0 | 0 | - | 0 | 0 | 0 | 0 | #DIV/0! | #DIV/0! | 0
0 | 0 | - | 0 | 0 | 0 | 0 | #DIV/0! | #DIV/0! | 0
0 | 0 | - | 0 | 0 | 0 | 0 | #DIV/0! | #DIV/0! | 0
0 | 0 | - | 0 | 0 | 0 | 0 | #DIV/0! | #DIV/0! | 0
0 | 0 | - | 0 | 0 | 0 | 0 | #DIV/0! | #DIV/0! | 0
0 | 0 | - | 0 | 0 | 0 | 0 | #DIV/0! | #DIV/0! | 0
0 | 0 | - | 0 | 0 | 0 | 0 | #DIV/0! | #DIV/0! | 0
0 | 0 | - | 0 | 0 | 0 | 0 | #DIV/0! | #DIV/0! | 0
0 | 0 | - | 0 | 0 | 0 | 0 | #DIV/0! | #DIV/0! | 0
0 | 0 | - | 0 | 0 | 0 | 0 | #DIV/0! | #DIV/0! | 0
0 | 0 | - | 0 | 0 | 0 | 0 | #DIV/0! | #DIV/0! | 0
0 | 0 | - | 0 | 0 | 0 | 0 | #DIV/0! | #DIV/0! | 0
0 | 0 | - | 0 | 0 | 0 | 0 | #DIV/0! | #DIV/0! | 0
0 | 0 | - | 0 | 0 | 0 | 0 | #DIV/0! | #DIV/0! | 0
0 | 0 | - | 0 | 0 | 0 | 0 | #DIV/0! | #DIV/0! | 0
0 | 0 | - | 0 | 0 | 0 | 0 | #DIV/0! | #DIV/0! | 0
0 | 0 | - | 0 | 0 | 0 | 0 | #DIV/0! | #DIV/0! | 0
0 | 0 | - | 0 | 0 | 0 | 0 | #DIV/0! | #DIV/0! | 0
0 | 0 | - | 0 | 0 | 0 | 0 | #DIV/0! | #DIV/0! | 0
0 | 0 | - | 0 | 0 | 0 | 0 | #DIV/0! | #DIV/0! | 0
0 | 0 | - | 0 | 0 | 0 | 0 | #DIV/0! | #DIV/0! | 0
0 | 0 | - | 0 | 0 | 0 | 0 | #DIV/0! | #DIV/0! | 0
0 | 0 | - | 0 | 0 | 0 | 0 | #DIV/0! | #DIV/0! | 0
0 | 0 | - | 0 | 0 | 0 | 0 | #DIV/0! | #DIV/0! | 0
0 | 0 | - | 0 | 0 | 0 | 0 | #DIV/0! | #DIV/0! | 0
0 | 0 | - | 0 | 0 | 0 | 0 | #DIV/0! | #DIV/0! | 0
0 | 0 | - | 0 | 0 | 0 | 0 | #DIV/0! | #DIV/0! | 0
0 | 0 | - | 0 | 0 | 0 | 0 | #DIV/0! | #DIV/0! | 0
0 | 0 | - | 0 | 0 | 0 | 0 | #DIV/0! | #DIV/0! | 0
0 | 0 | - | 0 | 0 | 0 | 0 | #DIV/0! | #DIV/0! | 0
0 | 0 | - | 0 | 0 | 0 | 0 | #DIV/0! | #DIV/0! | 0
0 | 0 | - | 0 | 0 | 0 | 0 | #DIV/0! | #DIV/0! | 0
0 | 0 | - | 0 | 0 | 0 | 0 | #DIV/0! | #DIV/0! | 0
0 | 0 | - | 0 | 0 | 0 | 0 | #DIV/0! | #DIV/0! | 0
0 | 0 | - | 0 | 0 | 0 | 0 | #DIV/0! | #DIV/0! | 0
0 | 0 | - | 0 | 0 | 0 | 0 | #DIV/0! | #DIV/0! | 0
0 | 0 | - | 0 | 0 | 0 | 0 | #DIV/0! | #DIV/0! | 0
0 | 0 | - | 0 | 0 | 0 | 0 | #DIV/0! | #DIV/0! | 0
0 | 0 | - | 0 | 0 | 0 | 0 | #DIV/0! | #DIV/0! | 0
0 | 0 | - | 0 | 0 | 0 | 0 | #DIV/0! | #DIV/0! | 0
0 | 0 | - | 0 | 0 | 0 | 0 | #DIV/0! | #DIV/0! | 0
0 | 0 | - | 0 | 0 | 0 | 0 | #DIV/0! | #DIV/0! | 0
0 | 0 | - | 0 | 0 | 0 | 0 | #DIV/0! | #DIV/0! | 0
0 | 0 | - | 0 | 0 | 0 | 0 | #DIV/0! | #DIV/0! | 0
0 | 0 | - | 0 | 0 | 0 | 0 | #DIV/0! | #DIV/0! | 0
0 | 0 | - | 0 | 0 | 0 | 0 | #DIV/0! | #DIV/0! | 0
0 | 0 | - | 0 | 0 | 0 | 0 | #DIV/0! | #DIV/0! | 0
0 | 0 | - | 0 | 0 | 0 | 0 | #DIV/0! | #DIV/0! | 0
0 | 0 | - | 0 | 0 | 0 | 0 | #DIV/0! | #DIV/0! | 0
0 | 0 | - | 0 | 0 | 0 | 0 | #DIV/0! | #DIV/0! | 0
0 | 0 | - | 0 | 0 | 0 | 0 | #DIV/0! | #DIV/0! | 0
0 | 0 | - | 0 | 0 | 0 | 0 | #DIV/0! | #DIV/0! | 0
0 | 0 | - | 0 | 0 | 0 | 0 | #DIV/0! | #DIV/0! | 0
0 | 0 | - | 0 | 0 | 0 | 0 | #DIV/0! | #DIV/0! | 0
0 | 0 | - | 0 | 0 | 0 | 0 | #DIV/0! | #DIV/0! | 0
0 | 0 | - | 0 | 0 | 0 | 0 | #DIV/0! | #DIV/0! | 0
0 | 0 | - | 0 | 0 | 0 | 0 | #DIV/0! | #DIV/0! | 0
0 | 0 | - | 0 | 0 | 0 | 0 | #DIV/0! | #DIV/0! | 0
0 | 0 | - | 0 | 0 | 0 | 0 | #DIV/0! | #DIV/0! | 0
0 | 0 | - | 0 | 0 | 0 | 0 | #DIV/0! | #DIV/0! | 0
0 | 0 | - | 0 | 0 | 0 | 0 | #DIV/0! | #DIV/0! | 0
0 | 0 | - | 0 | 0 | 0 | 0 | #DIV/0! | #DIV/0! | 0
0 | 0 | - | 0 | 0 | 0 | 0 | #DIV/0! | #DIV/0! | 0
0 | 0 | - | 0 | 0 | 0 | 0 | #DIV/0! | #DIV/0! | 0
0 | 0 | - | 0 | 0 | 0 | 0 | #DIV/0! | #DIV/0! | 0
0 | 0 | - | 0 | 0 | 0 | 0 | #DIV/0! | #DIV/0! | 0
0 | 0 | - | 0 | 0 | 0 | 0 | #DIV/0! | #DIV/0! | 0
0 | 0 | - | 0 | 0 | 0 | 0 | #DIV/0! | #DIV/0! | 0
0 | 0 | - | 0 | 0 | 0 | 0 | #DIV/0! | #DIV/0! | 0
0 | 0 | - | 0 | 0 | 0 | 0 | #DIV/0! | #DIV/0! | 0
0 | 0 | - | 0 | 0 | 0 | 0 | #DIV/0! | #DIV/0! | 0
0 | 0 | - | 0 | 0 | 0 | 0 | #DIV/0! | #DIV/0! | 0
0 | 0 | - | 0 | 0 | 0 | 0 | #DIV/0! | #DIV/0! | 0
0 | 0 | - | 0 | 0 | 0 | 0 | #DIV/0! | #DIV/0! | 0
0 | 0 | - | 0 | 0 | 0 | 0 | #DIV/0! | #DIV/0! | 0
0 | 0 | - | 0 | 0 | 0 | 0 | #DIV/0! | #DIV/0! | 0
0 | 0 | - | 0 | 0 | 0 | 0 | #DIV/0! | #DIV/0! | 0
0 | 0 | - | 0 | 0 | 0 | 0 | #DIV/0! | #DIV/0! | 0
0 | 0 | - | 0 | 0 | 0 | 0 | #DIV/0! | #DIV/0! | 0
0 | 0 | - | 0 | 0 | 0 | 0 | #DIV/0! | #DIV/0! | 0
0 | 0 | - | 0 | 0 | 0 | 0 | #DIV/0! | #DIV/0! | 0
0 | 0 | - | 0 | 0 | 0 | 0 | #DIV/0! | #DIV/0! | 0
0 | 0 | - | 0 | 0 | 0 | 0 | #DIV/0! | #DIV/0! | 0
0 | 0 | - | 0 | 0 | 0 | 0 | #DIV/0! | #DIV/0! | 0
0 | 0 | - | 0 | 0 | 0 | 0 | #DIV/0! | #DIV/0! | 0
0 | 0 | - | 0 | 0 | 0 | 0 | #DIV/0! | #DIV/0! | 0
0 | 0 | - | 0 | 0 | 0 | 0 | #DIV/0! | #DIV/0! | 0
0 | 0 | - | 0 | 0 | 0 | 0 | #DIV/0! | #DIV/0! | 0
0 | 0 | - | 0 | 0 | 0 | 0 | #DIV/0! | #DIV/0! | 0
0 | 0 | - | 0 | 0 | 0 | 0 | #DIV/0! | #DIV/0! | 0
0 | 0 | - | 0 | 0 | 0 | 0 | #DIV/0! | #DIV/0! | 0
0 | 0 | - | 0 | 0 | 0 | 0 | #DIV/0! | #DIV/0! | 0
0 | 0 | - | 0 | 0 | 0 | 0 | #DIV/0! | #DIV/0! | 0
0 | 0 | - | 0 | 0 | 0 | 0 | #DIV/0! | #DIV/0! | 0
0 | 0 | - | 0 | 0 | 0 | 0 | #DIV/0! | #DIV/0! | 0
0 | 0 | - | 0 | 0 | 0 | 0 | #DIV/0! | #DIV/0! | 0
0 | 0 | - | 0 | 0 | 0 | 0 | #DIV/0! | #DIV/0! | 0
0 | 0 | - | 0 | 0 | 0 | 0 | #DIV/0! | #DIV/0! | 0
0 | 0 | - | 0 | 0 | 0 | 0 | #DIV/0! | #DIV/0! | 0
0 | 0 | - | 0 | 0 | 0 | 0 | #DIV/0! | #DIV/0! | 0
0 | 0 | - | 0 | 0 | 0 | 0 | #DIV/0! | #DIV/0! | 0
0 | 0 | - | 0 | 0 | 0 | 0 | #DIV/0! | #DIV/0! | 0
0 | 0 | - | 0 | 0 | 0 | 0 | #DIV/0! | #DIV/0! | 0
0 | 0 | - | 0 | 0 | 0 | 0 | #DIV/0! | #DIV/0! | 0
0 | 0 | - | 0 | 0 | 0 | 0 | #DIV/0! | #DIV/0! | 0
0 | 0 | - | 0 | 0 | 0 | 0 | #DIV/0! | #DIV/0! | 0
0 | 0 | - | 0 | 0 | 0 | 0 | #DIV/0! | #DIV/0! | 0
0 | 0 | - | 0 | 0 | 0 | 0 | #DIV/0! | #DIV/0! | 0
0 | 0 | - | 0 | 0 | 0 | 0 | #DIV/0! | #DIV/0! | 0
0 | 0 | - | 0 | 0 | 0 | 0 | #DIV/0! | #DIV/0! | 0
0 | 0 | - | 0 | 0 | 0 | 0 | #DIV/0! | #DIV/0! | 0
0 | 0 | - | 0 | 0 | 0 | 0 | #DIV/0! | #DIV/0! | 0
0 | 0 | - | 0 | 0 | 0 | 0 | #DIV/0! | #DIV/0! | 0
0 | 0 | - | 0 | 0 | 0 | 0 | #DIV/0! | #DIV/0! | 0
0 | 0 | - | 0 | 0 | 0 | 0 | #DIV/0! | #DIV/0! | 0
0 | 0 | - | 0 | 0 | 0 | 0 | #DIV/0! | #DIV/0! | 0
0 | 0 | - | 0 | 0 | 0 | 0 | #DIV/0! | #DIV/0! | 0
0 | 0 | - | 0 | 0 | 0 | 0 | #DIV/0! | #DIV/0! | 0
0 | 0 | - | 0 | 0 | 0 | 0 | #DIV/0! | #DIV/0! | 0
0 | 0 | - | 0 | 0 | 0 | 0 | #DIV/0! | #DIV/0! | 0
0 | 0 | - | 0 | 0 | 0 | 0 | #DIV/0! | #DIV/0! | 0
0 | 0 | - | 0 | 0 | 0 | 0 | #DIV/0! | #DIV/0! | 0
0 | 0 | - | 0 | 0 | 0 | 0 | #DIV/0! | #DIV/0! | 0
0 | 0 | - | 0 | 0 | 0 | 0 | #DIV/0! | #DIV/0! | 0
0 | 0 | - | 0 | 0 | 0 | 0 | #DIV/0! | #DIV/0! | 0
0 | 0 | - | 0 | 0 | 0 | 0 | #DIV/0! | #DIV/0! | 0
0 | 0 | - | 0 | 0 | 0 | 0 | #DIV/0! | #DIV/0! | 0
0 | 0 | - | 0 | 0 | 0 | 0 | #DIV/0! | #DIV/0! | 0
0 | 0 | - | 0 | 0 | 0 | 0 | #DIV/0! | #DIV/0! | 0
0 | 0 | - | 0 | 0 | 0 | 0 | #DIV/0! | #DIV/0! | 0
0 | 0 | - | 0 | 0 | 0 | 0 | #DIV/0! | #DIV/0! | 0
0 | 0 | - | 0 | 0 | 0 | 0 | #DIV/0! | #DIV/0! | 0
0 | 0 | - | 0 | 0 | 0 | 0 | #DIV/0! | #DIV/0! | 0
0 | 0 | - | 0 | 0 | 0 | 0 | #DIV/0! | #DIV/0! | 0
0 | 0 | - | 0 | 0 | 0 | 0 | #DIV/0! | #DIV/0! | 0
0 | 0 | - | 0 | 0 | 0 | 0 | #DIV/0! | #DIV/0! | 0
0 | 0 | - | 0 | 0 | 0 | 0 | #DIV/0! | #DIV/0! | 0
0 | 0 | - | 0 | 0 | 0 | 0 | #DIV/0! | #DIV/0! | 0
0 | 0 | - | 0 | 0 | 0 | 0 | #DIV/0! | #DIV/0! | 0
0 | 0 | - | 0 | 0 | 0 | 0 | #DIV/0! | #DIV/0! | 0
0 | 0 | - | 0 | 0 | 0 | 0 | #DIV/0! | #DIV/0! | 0
0 | 0 | - | 0 | 0 | 0 | 0 | #DIV/0! | #DIV/0! | 0
0 | 0 | - | 0 | 0 | 0 | 0 | #DIV/0! | #DIV/0! | 0
0 | 0 | - | 0 | 0 | 0 | 0 | #DIV/0! | #DIV/0! | 0
0 | 0 | - | 0 | 0 | 0 | 0 | #DIV/0! | #DIV/0! | 0
0 | 0 | - | 0 | 0 | 0 | 0 | #DIV/0! | #DIV/0! | 0
0 | 0 | - | 0 | 0 | 0 | 0 | #DIV/0! | #DIV/0! | 0
0 | 0 | - | 0 | 0 | 0 | 0 | #DIV/0! | #DIV/0! | 0
0 | 0 | - | 0 | 0 | 0 | 0 | #DIV/0! | #DIV/0! | 0
0 | 0 | - | 0 | 0 | 0 | 0 | #DIV/0! | #DIV/0! | 0
0 | 0 | - | 0 | 0 | 0 | 0 | #DIV/0! | #DIV/0! | 0
0 | 0 | - | 0 | 0 | 0 | 0 | #DIV/0! | #DIV/0! | 0
0 | 0 | - | 0 | 0 | 0 | 0 | #DIV/0! | #DIV/0! | 0
0 | 0 | - | 0 | 0 | 0 | 0 | #DIV/0! | #DIV/0! | 0
0 | 0 | - | 0 | 0 | 0 | 0 | #DIV/0! | #DIV/0! | 0
0 | 0 | - | 0 | 0 | 0 | 0 | #DIV/0! | #DIV/0! | 0
0 | 0 | - | 0 | 0 | 0 | 0 | #DIV/0! | #DIV/0! | 0
0 | 0 | - | 0 | 0 | 0 | 0 | #DIV/0! | #DIV/0! | 0
0 | 0 | - | 0 | 0 | 0 | 0 | #DIV/0! | #DIV/0! | 0
0 | 0 | - | 0 | 0 | 0 | 0 | #DIV/0! | #DIV/0! | 0
0 | 0 | - | 0 | 0 | 0 | 0 | #DIV/0! | #DIV/0! | 0
0 | 0 | - | 0 | 0 | 0 | 0 | #DIV/0! | #DIV/0! | 0
0 | 0 | - | 0 | 0 | 0 | 0 | #DIV/0! | #DIV/0! | 0
0 | 0 | - | 0 | 0 | 0 | 0 | #DIV/0! | #DIV/0! | 0
0 | 0 | - | 0 | 0 | 0 | 0 | #DIV/0! | #DIV/0! | 0
0 | 0 | - | 0 | 0 | 0 | 0 | #DIV/0! | #DIV/0! | 0
0 | 0 | - | 0 | 0 | 0 | 0 | #DIV/0! | #DIV/0! | 0
0 | 0 | - | 0 | 0 | 0 | 0 | #DIV/0! | #DIV/0! | 0
0 | 0 | - | 0 | 0 | 0 | 0 | #DIV/0! | #DIV/0! | 0
0 | 0 | - | 0 | 0 | 0 | 0 | #DIV/0! | #DIV/0! | 0
0 | 0 | - | 0 | 0 | 0 | 0 | #DIV/0! | #DIV/0! | 0
0 | 0 | - | 0 | 0 | 0 | 0 | #DIV/0! | #DIV/0! | 0
0 | 0 | - | 0 | 0 | 0 | 0 | #DIV/0! | #DIV/0! | 0
0 | 0 | - | 0 | 0 | 0 | 0 | #DIV/0! | #DIV/0! | 0
0 | 0 | - | 0 | 0 | 0 | 0 | #DIV/0! | #DIV/0! | 0
0 | 0 | - | 0 | 0 | 0 | 0 | #DIV/0! | #DIV/0! | 0
0 | 0 | - | 0 | 0 | 0 | 0 | #DIV/0! | #DIV/0! | 0
0 | 0 | - | 0 | 0 | 0 | 0 | #DIV/0! | #DIV/0! | 0
0 | 0 | - | 0 | 0 | 0 | 0 | #DIV/0! | #DIV/0! | 0
0 | 0 | - | 0 | 0 | 0 | 0 | #DIV/0! | #DIV/0! | 0
0 | 0 | - | 0 | 0 | 0 | 0 | #DIV/0! | #DIV/0! | 0
0 | 0 | - | 0 | 0 | 0 | 0 | #DIV/0! | #DIV/0! | 0
0 | 0 | - | 0 | 0 | 0 | 0 | #DIV/0! | #DIV/0! | 0
0 | 0 | - | 0 | 0 | 0 | 0 | #DIV/0! | #DIV/0! | 0
0 | 0 | - | 0 | 0 | 0 | 0 | #DIV/0! | #DIV/0! | 0
0 | 0 | - | 0 | 0 | 0 | 0 | #DIV/0! | #DIV/0! | 0
0 | 0 | - | 0 | 0 | 0 | 0 | #DIV/0! | #DIV/0! | 0
0 | 0 | - | 0 | 0 | 0 | 0 | #DIV/0! | #DIV/0! | 0
0 | 0 | - | 0 | 0 | 0 | 0 | #DIV/0! | #DIV/0! | 0
0 | 0 | - | 0 | 0 | 0 | 0 | #DIV/0! | #DIV/0! | 0
0 | 0 | - | 0 | 0 | 0 | 0 | #DIV/0! | #DIV/0! | 0
0 | 0 | - | 0 | 0 | 0 | 0 | #DIV/0! | #DIV/0! | 0
0 | 0 | - | 0 | 0 | 0 | 0 | #DIV/0! | #DIV/0! | 0
0 | 0 | - | 0 | 0 | 0 | 0 | #DIV/0! | #DIV/0! | 0
0 | 0 | - | 0 | 0 | 0 | 0 | #DIV/0! | #DIV/0! | 0
0 | 0 | - | 0 | 0 | 0 | 0 | #DIV/0! | #DIV/0! | 0
0 | 0 | - | 0 | 0 | 0 | 0 | #DIV/0! | #DIV/0! | 0
0 | 0 | - | 0 | 0 | 0 | 0 | #DIV/0! | #DIV/0! | 0
0 | 0 | - | 0 | 0 | 0 | 0 | #DIV/0! | #DIV/0! | 0
0 | 0 | - | 0 | 0 | 0 | 0 | #DIV/0! | #DIV/0! | 0
0 | 0 | - | 0 | 0 | 0 | 0 | #DIV/0! | #DIV/0! | 0
0 | 0 | - | 0 | 0 | 0 | 0 | #DIV/0! | #DIV/0! | 0
0 | 0 | - | 0 | 0 | 0 | 0 | #DIV/0! | #DIV/0! | 0
0 | 0 | - | 0 | 0 | 0 | 0 | #DIV/0! | #DIV/0! | 0
0 | 0 | - | 0 | 0 | 0 | 0 | #DIV/0! | #DIV/0! | 0
0 | 0 | - | 0 | 0 | 0 | 0 | #DIV/0! | #DIV/0! | 0
0 | 0 | - | 0 | 0 | 0 | 0 | #DIV/0! | #DIV/0! | 0
0 | 0 | - | 0 | 0 | 0 | 0 | #DIV/0! | #DIV/0! | 0
0 | 0 | - | 0 | 0 | 0 | 0 | #DIV/0! | #DIV/0! | 0
0 | 0 | - | 0 | 0 | 0 | 0 | #DIV/0! | #DIV/0! | 0
0 | 0 | - | 0 | 0 | 0 | 0 | #DIV/0! | #DIV/0! | 0
0 | 0 | - | 0 | 0 | 0 | 0 | #DIV/0! | #DIV/0! | 0
0 | 0 | - | 0 | 0 | 0 | 0 | #DIV/0! | #DIV/0! | 0
0 | 0 | - | 0 | 0 | 0 | 0 | #DIV/0! | #DIV/0! | 0
0 | 0 | - | 0 | 0 | 0 | 0 | #DIV/0! | #DIV/0! | 0
0 | 0 | - | 0 | 0 | 0 | 0 | #DIV/0! | #DIV/0! | 0
0 | 0 | - | 0 | 0 | 0 | 0 | #DIV/0! | #DIV/0! | 0
0 | 0 | - | 0 | 0 | 0 | 0 | #DIV/0! | #DIV/0! | 0
0 | 0 | - | 0 | 0 | 0 | 0 | #DIV/0! | #DIV/0! | 0
0 | 0 | - | 0 | 0 | 0 | 0 | #DIV/0! | #DIV/0! | 0
0 | 0 | - | 0 | 0 | 0 | 0 | #DIV/0! | #DIV/0! | 0
0 | 0 | - | 0 | 0 | 0 | 0 | #DIV/0! | #DIV/0! | 0
0 | 0 | - | 0 | 0 | 0 | 0 | #DIV/0! | #DIV/0! | 0
0 | 0 | - | 0 | 0 | 0 | 0 | #DIV/0! | #DIV/0! | 0
0 | 0 | - | 0 | 0 | 0 | 0 | #DIV/0! | #DIV/0! | 0
0 | 0 | - | 0 | 0 | 0 | 0 | #DIV/0! | #DIV/0! | 0
0 | 0 | - | 0 | 0 | 0 | 0 | #DIV/0! | #DIV/0! | 0
0 | 0 | - | 0 | 0 | 0 | 0 | #DIV/0! | #DIV/0! | 0
0 | 0 | - | 0 | 0 | 0 | 0 | #DIV/0! | #DIV/0! | 0
0 | 0 | - | 0 | 0 | 0 | 0 | #DIV/0! | #DIV/0! | 0
0 | 0 | - | 0 | 0 | 0 | 0 | #DIV/0! | #DIV/0! | 0
0 | 0 | - | 0 | 0 | 0 | 0 | #DIV/0! | #DIV/0! | 0
0 | 0 | - | 0 | 0 | 0 | 0 | #DIV/0! | #DIV/0! | 0
0 | 0 | - | 0 | 0 | 0 | 0 | #DIV/0! | #DIV/0! | 0
0 | 0 | - | 0 | 0 | 0 | 0 | #DIV/0! | #DIV/0! | 0
0 | 0 | - | 0 | 0 | 0 | 0 | #DIV/0! | #DIV/0! | 0
0 | 0 | - | 0 | 0 | 0 | 0 | #DIV/0! | #DIV/0! | 0
0 | 0 | - | 0 | 0 | 0 | 0 | #DIV/0! | #DIV/0! | 0
0 | 0 | - | 0 | 0 | 0 | 0 | #DIV/0! | #DIV/0! | 0
0 | 0 | - | 0 | 0 | 0 | 0 | #DIV/0! | #DIV/0! | 0
0 | 0 | - | 0 | 0 | 0 | 0 | #DIV/0! | #DIV/0! | 0
0 | 0 | - | 0 | 0 | 0 | 0 | #DIV/0! | #DIV/0! | 0
0 | 0 | - | 0 | 0 | 0 | 0 | #DIV/0! | #DIV/0! | 0
0 | 0 | - | 0 | 0 | 0 | 0 | #DIV/0! | #DIV/0! | 0
0 | 0 | - | 0 | 0 | 0 | 0 | #DIV/0! | #DIV/0! | 0
0 | 0 | - | 0 | 0 | 0 | 0 | #DIV/0! | #DIV/0! | 0
0 | 0 | - | 0 | 0 | 0 | 0 | #DIV/0! | #DIV/0! | 0
0 | 0 | - | 0 | 0 | 0 | 0 | #DIV/0! | #DIV/0! | 0
0 | 0 | - | 0 | 0 | 0 | 0 | #DIV/0! | #DIV/0! | 0
0 | 0 | - | 0 | 0 | 0 | 0 | #DIV/0! | #DIV/0! | 0
0 | 0 | - | 0 | 0 | 0 | 0 | #DIV/0! | #DIV/0! | 0
0 | 0 | - | 0 | 0 | 0 | 0 | #DIV/0! | #DIV/0! | 0
0 | 0 | - | 0 | 0 | 0 | 0 | #DIV/0! | #DIV/0! | 0
0 | 0 | - | 0 | 0 | 0 | 0 | #DIV/0! | #DIV/0! | 0
0 | 0 | - | 0 | 0 | 0 | 0 | #DIV/0! | #DIV/0! | 0
0 | 0 | - | 0 | 0 | 0 | 0 | #DIV/0! | #DIV/0! | 0
0 | 0 | - | 0 | 0 | 0 | 0 | #DIV/0! | #DIV/0! | 0
0 | 0 | - | 0 | 0 | 0 | 0 | #DIV/0! | #DIV/0! | 0
0 | 0 | - | 0 | 0 | 0 | 0 | #DIV/0! | #DIV/0! | 0
0 | 0 | - | 0 | 0 | 0 | 0 | #DIV/0! | #DIV/0! | 0
0 | 0 | - | 0 | 0 | 0 | 0 | #DIV/0! | #DIV/0! | 0
0 | 0 | - | 0 | 0 | 0 | 0 | #DIV/0! | #DIV/0! | 0
0 | 0 | - | 0 | 0 | 0 | 0 | #DIV/0! | #DIV/0! | 0
0 | 0 | - | 0 | 0 | 0 | 0 | #DIV/0! | #DIV/0! | 0
0 | 0 | - | 0 | 0 | 0 | 0 | #DIV/0! | #DIV/0! | 0
0 | 0 | - | 0 | 0 | 0 | 0 | #DIV/0! | #DIV/0! | 0
0 | 0 | - | 0 | 0 | 0 | 0 | #DIV/0! | #DIV/0! | 0
0 | 0 | - | 0 | 0 | 0 | 0 | #DIV/0! | #DIV/0! | 0
0 | 0 | - | 0 | 0 | 0 | 0 | #DIV/0! | #DIV/0! | 0
0 | 0 | - | 0 | 0 | 0 | 0 | #DIV/0! | #DIV/0! | 0
0 | 0 | - | 0 | 0 | 0 | 0 | #DIV/0! | #DIV/0! | 0
0 | 0 | - | 0 | 0 | 0 | 0 | #DIV/0! | #DIV/0! | 0
0 | 0 | - | 0 | 0 | 0 | 0 | #DIV/0! | #DIV/0! | 0
0 | 0 | - | 0 | 0 | 0 | 0 | #DIV/0! | #DIV/0! | 0
0 | 0 | - | 0 | 0 | 0 | 0 | #DIV/0! | #DIV/0! | 0
0 | 0 | - | 0 | 0 | 0 | 0 | #DIV/0! | #DIV/0! | 0
0 | 0 | - | 0 | 0 | 0 | 0 | #DIV/0! | #DIV/0! | 0
0 | 0 | - | 0 | 0 | 0 | 0 | #DIV/0! | #DIV/0! | 0
0 | 0 | - | 0 | 0 | 0 | 0 | #DIV/0! | #DIV/0! | 0
0 | 0 | - | 0 | 0 | 0 | 0 | #DIV/0! | #DIV/0! | 0
0 | 0 | - | 0 | 0 | 0 | 0 | #DIV/0! | #DIV/0! | 0
0 | 0 | - | 0 | 0 | 0 | 0 | #DIV/0! | #DIV/0! | 0
0 | 0 | - | 0 | 0 | 0 | 0 | #DIV/0! | #DIV/0! | 0
0 | 0 | - | 0 | 0 | 0 | 0 | #DIV/0! | #DIV/0! | 0
0 | 0 | - | 0 | 0 | 0 | 0 | #DIV/0! | #DIV/0! | 0
0 | 0 | - | 0 | 0 | 0 | 0 | #DIV/0! | #DIV/0! | 0
0 | 0 | - | 0 | 0 | 0 | 0 | #DIV/0! | #DIV/0! | 0
0 | 0 | - | 0 | 0 | 0 | 0 | #DIV/0! | #DIV/0! | 0
0 | 0 | - | 0 | 0 | 0 | 0 | #DIV/0! | #DIV/0! | 0
0 | 0 | - | 0 | 0 | 0 | 0 | #DIV/0! | #DIV/0! | 0
0 | 0 | - | 0 | 0 | 0 | 0 | #DIV/0! | #DIV/0! | 0
0 | 0 | - | 0 | 0 | 0 | 0 | #DIV/0! | #DIV/0! | 0
0 | 0 | - | 0 | 0 | 0 | 0 | #DIV/0! | #DIV/0! | 0
0 | 0 | - | 0 | 0 | 0 | 0 | #DIV/0! | #DIV/0! | 0
0 | 0 | - | 0 | 0 | 0 | 0 | #DIV/0! | #DIV/0! | 0
0 | 0 | - | 0 | 0 | 0 | 0 | #DIV/0! | #DIV/0! | 0
0 | 0 | - | 0 | 0 | 0 | 0 | #DIV/0! | #DIV/0! | 0
0 | 0 | - | 0 | 0 | 0 | 0 | #DIV/0! | #DIV/0! | 0
0 | 0 | - | 0 | 0 | 0 | 0 | #DIV/0! | #DIV/0! | 0
0 | 0 | - | 0 | 0 | 0 | 0 | #DIV/0! | #DIV/0! | 0
0 | 0 | - | 0 | 0 | 0 | 0 | #DIV/0! | #DIV/0! | 0
0 | 0 | - | 0 | 0 | 0 | 0 | #DIV/0! | #DIV/0! | 0
0 | 0 | - | 0 | 0 | 0 | 0 | #DIV/0! | #DIV/0! | 0
0 | 0 | - | 0 | 0 | 0 | 0 | #DIV/0! | #DIV/0! | 0
0 | 0 | - | 0 | 0 | 0 | 0 | #DIV/0! | #DIV/0! | 0
0 | 0 | - | 0 | 0 | 0 | 0 | #DIV/0! | #DIV/0! | 0
0 | 0 | - | 0 | 0 | 0 | 0 | #DIV/0! | #DIV/0! | 0
0 | 0 | - | 0 | 0 | 0 | 0 | #DIV/0! | #DIV/0! | 0
0 | 0 | - | 0 | 0 | 0 | 0 | #DIV/0! | #DIV/0! | 0
0 | 0 | - | 0 | 0 | 0 | 0 | #DIV/0! | #DIV/0! | 0
0 | 0 | - | 0 | 0 | 0 | 0 | #DIV/0! | #DIV/0! | 0
0 | 0 | - | 0 | 0 | 0 | 0 | #DIV/0! | #DIV/0! | 0
0 | 0 | - | 0 | 0 | 0 | 0 | #DIV/0! | #DIV/0! | 0
0 | 0 | - | 0 | 0 | 0 | 0 | #DIV/0! | #DIV/0! | 0
0 | 0 | - | 0 | 0 | 0 | 0 | #DIV/0! | #DIV/0! | 0
0 | 0 | - | 0 | 0 | 0 | 0 | #DIV/0! | #DIV/0! | 0
0 | 0 | - | 0 | 0 | 0 | 0 | #DIV/0! | #DIV/0! | 0
0 | 0 | - | 0 | 0 | 0 | 0 | #DIV/0! | #DIV/0! | 0
0 | 0 | - | 0 | 0 | 0 | 0 | #DIV/0! | #DIV/0! | 0
0 | 0 | - | 0 | 0 | 0 | 0 | #DIV/0! | #DIV/0! | 0
0 | 0 | - | 0 | 0 | 0 | 0 | #DIV/0! | #DIV/0! | 0
0 | 0 | - | 0 | 0 | 0 | 0 | #DIV/0! | #DIV/0! | 0
0 | 0 | - | 0 | 0 | 0 | 0 | #DIV/0! | #DIV/0! | 0
0 | 0 | - | 0 | 0 | 0 | 0 | #DIV/0! | #DIV/0! | 0
0 | 0 | - | 0 | 0 | 0 | 0 | #DIV/0! | #DIV/0! | 0
0 | 0 | - | 0 | 0 | 0 | 0 | #DIV/0! | #DIV/0! | 0
0 | 0 | - | 0 | 0 | 0 | 0 | #DIV/0! | #DIV/0! | 0
0 | 0 | - | 0 | 0 | 0 | 0 | #DIV/0! | #DIV/0! | 0
0 | 0 | - | 0 | 0 | 0 | 0 | #DIV/0! | #DIV/0! | 0
0 | 0 | - | 0 | 0 | 0 | 0 | #DIV/0! | #DIV/0! | 0
0 | 0 | - | 0 | 0 | 0 | 0 | #DIV/0! | #DIV/0! | 0
0 | 0 | - | 0 | 0 | 0 | 0 | #DIV/0! | #DIV/0! | 0
0 | 0 | - | 0 | 0 | 0 | 0 | #DIV/0! | #DIV/0! | 0
0 | 0 | - | 0 | 0 | 0 | 0 | #DIV/0! | #DIV/0! | 0
0 | 0 | - | 0 | 0 | 0 | 0 | #DIV/0! | #DIV/0! | 0
0 | 0 | - | 0 | 0 | 0 | 0 | #DIV/0! | #DIV/0! | 0
0 | 0 | - | 0 | 0 | 0 | 0 | #DIV/0! | #DIV/0! | 0
0 | 0 | - | 0 | 0 | 0 | 0 | #DIV/0! | #DIV/0! | 0
0 | 0 | - | 0 | 0 | 0 | 0 | #DIV/0! | #DIV/0! | 0
0 | 0 | - | 0 | 0 | 0 | 0 | #DIV/0! | #DIV/0! | 0
0 | 0 | - | 0 | 0 | 0 | 0 | #DIV/0! | #DIV/0! | 0
0 | 0 | - | 0 | 0 | 0 | 0 | #DIV/0! | #DIV/0! | 0
0 | 0 | - | 0 | 0 | 0 | 0 | #DIV/0! | #DIV/0! | 0
0 | 0 | - | 0 | 0 | 0 | 0 | #DIV/0! | #DIV/0! | 0
0 | 0 | - | 0 | 0 | 0 | 0 | #DIV/0! | #DIV/0! | 0
0 | 0 | - | 0 | 0 | 0 | 0 | #DIV/0! | #DIV/0! | 0
0 | 0 | - | 0 | 0 | 0 | 0 | #DIV/0! | #DIV/0! | 0
0 | 0 | - | 0 | 0 | 0 | 0 | #DIV/0! | #DIV/0! | 0
0 | 0 | - | 0 | 0 | 0 | 0 | #DIV/0! | #DIV/0! | 0
0 | 0 | - | 0 | 0 | 0 | 0 | #DIV/0! | #DIV/0! | 0
0 | 0 | - | 0 | 0 | 0 | 0 | #DIV/0! | #DIV/0! | 0
0 | 0 | - | 0 | 0 | 0 | 0 | #DIV/0! | #DIV/0! | 0
0 | 0 | - | 0 | 0 | 0 | 0 | #DIV/0! | #DIV/0! | 0
0 | 0 | - | 0 | 0 | 0 | 0 | #DIV/0! | #DIV/0! | 0
0 | 0 | - | 0 | 0 | 0 | 0 | #DIV/0! | #DIV/0! | 0
0 | 0 | - | 0 | 0 | 0 | 0 | #DIV/0! | #DIV/0! | 0
0 | 0 | - | 0 | 0 | 0 | 0 | #DIV/0! | #DIV/0! | 0
0 | 0 | - | 0 | 0 | 0 | 0 | #DIV/0! | #DIV/0! | 0
0 | 0 | - | 0 | 0 | 0 | 0 | #DIV/0! | #DIV/0! | 0
0 | 0 | - | 0 | 0 | 0 | 0 | #DIV/0! | #DIV/0! | 0
0 | 0 | - | 0 | 0 | 0 | 0 | #DIV/0! | #DIV/0! | 0
0 | 0 | - | 0 | 0 | 0 | 0 | #DIV/0! | #DIV/0! | 0
0 | 0 | - | 0 | 0 | 0 | 0 | #DIV/0! | #DIV/0! | 0
0 | 0 | - | 0 | 0 | 0 | 0 | #DIV/0! | #DIV/0! | 0
0 | 0 | - | 0 | 0 | 0 | 0 | #DIV/0! | #DIV/0! | 0
0 | 0 | - | 0 | 0 | 0 | 0 | #DIV/0! | #DIV/0! | 0
0 | 0 | - | 0 | 0 | 0 | 0 | #DIV/0! | #DIV/0! | 0
0 | 0 | - | 0 | 0 | 0 | 0 | #DIV/0! | #DIV/0! | 0
0 | 0 | - | 0 | 0 | 0 | 0 | #DIV/0! | #DIV/0! | 0
0 | 0 | - | 0 | 0 | 0 | 0 | #DIV/0! | #DIV/0! | 0
0 | 0 | - | 0 | 0 | 0 | 0 | #DIV/0! | #DIV/0! | 0
0 | 0 | - | 0 | 0 | 0 | 0 | #DIV/0! | #DIV/0! | 0
0 | 0 | - | 0 | 0 | 0 | 0 | #DIV/0! | #DIV/0! | 0
0 | 0 | - | 0 | 0 | 0 | 0 | #DIV/0! | #DIV/0! | 0
0 | 0 | - | 0 | 0 | 0 | 0 | #DIV/0! | #DIV/0! | 0
0 | 0 | - | 0 | 0 | 0 | 0 | #DIV/0! | #DIV/0! | 0
0 | 0 | - | 0 | 0 | 0 | 0 | #DIV/0! | #DIV/0! | 0
0 | 0 | - | 0 | 0 | 0 | 0 | #DIV/0! | #DIV/0! | 0
0 | 0 | - | 0 | 0 | 0 | 0 | #DIV/0! | #DIV/0! | 0
0 | 0 | - | 0 | 0 | 0 | 0 | #DIV/0! | #DIV/0! | 0
0 | 0 | - | 0 | 0 | 0 | 0 | #DIV/0! | #DIV/0! | 0
0 | 0 | - | 0 | 0 | 0 | 0 | #DIV/0! | #DIV/0! | 0
0 | 0 | - | 0 | 0 | 0 | 0 | #DIV/0! | #DIV/0! | 0
0 | 0 | - | 0 | 0 | 0 | 0 | #DIV/0! | #DIV/0! | 0
0 | 0 | - | 0 | 0 | 0 | 0 | #DIV/0! | #DIV/0! | 0
0 | 0 | - | 0 | 0 | 0 | 0 | #DIV/0! | #DIV/0! | 0
0 | 0 | - | 0 | 0 | 0 | 0 | #DIV/0! | #DIV/0! | 0
0 | 0 | - | 0 | 0 | 0 | 0 | #DIV/0! | #DIV/0! | 0
0 | 0 | - | 0 | 0 | 0 | 0 | #DIV/0! | #DIV/0! | 0
0 | 0 | - | 0 | 0 | 0 | 0 | #DIV/0! | #DIV/0! | 0
0 | 0 | - | 0 | 0 | 0 | 0 | #DIV/0! | #DIV/0! | 0
0 | 0 | - | 0 | 0 | 0 | 0 | #DIV/0! | #DIV/0! | 0
0 | 0 | - | 0 | 0 | 0 | 0 | #DIV/0! | #DIV/0! | 0
0 | 0 | - | 0 | 0 | 0 | 0 | #DIV/0! | #DIV/0! | 0
0 | 0 | - | 0 | 0 | 0 | 0 | #DIV/0! | #DIV/0! | 0
0 | 0 | - | 0 | 0 | 0 | 0 | #DIV/0! | #DIV/0! | 0
0 | 0 | - | 0 | 0 | 0 | 0 | #DIV/0! | #DIV/0! | 0
0 | 0 | - | 0 | 0 | 0 | 0 | #DIV/0! | #DIV/0! | 0
0 | 0 | - | 0 | 0 | 0 | 0 | #DIV/0! | #DIV/0! | 0
0 | 0 | - | 0 | 0 | 0 | 0 | #DIV/0! | #DIV/0! | 0
0 | 0 | - | 0 | 0 | 0 | 0 | #DIV/0! | #DIV/0! | 0
0 | 0 | - | 0 | 0 | 0 | 0 | #DIV/0! | #DIV/0! | 0
0 | 0 | - | 0 | 0 | 0 | 0 | #DIV/0! | #DIV/0! | 0
0 | 0 | - | 0 | 0 | 0 | 0 | #DIV/0! | #DIV/0! | 0
0 | 0 | - | 0 | 0 | 0 | 0 | #DIV/0! | #DIV/0! | 0
0 | 0 | - | 0 | 0 | 0 | 0 | #DIV/0! | #DIV/0! | 0
0 | 0 | - | 0 | 0 | 0 | 0 | #DIV/0! | #DIV/0! | 0
0 | 0 | - | 0 | 0 | 0 | 0 | #DIV/0! | #DIV/0! | 0
0 | 0 | - | 0 | 0 | 0 | 0 | #DIV/0! | #DIV/0! | 0
0 | 0 | - | 0 | 0 | 0 | 0 | #DIV/0! | #DIV/0! | 0
0 | 0 | - | 0 | 0 | 0 | 0 | #DIV/0! | #DIV/0! | 0
0 | 0 | - | 0 | 0 | 0 | 0 | #DIV/0! | #DIV/0! | 0
0 | 0 | - | 0 | 0 | 0 | 0 | #DIV/0! | #DIV/0! | 0
0 | 0 | - | 0 | 0 | 0 | 0 | #DIV/0! | #DIV/0! | 0
0 | 0 | - | 0 | 0 | 0 | 0 | #DIV/0! | #DIV/0! | 0
0 | 0 | - | 0 | 0 | 0 | 0 | #DIV/0! | #DIV/0! | 0
0 | 0 | - | 0 | 0 | 0 | 0 | #DIV/0! | #DIV/0! | 0
0 | 0 | - | 0 | 0 | 0 | 0 | #DIV/0! | #DIV/0! | 0
0 | 0 | - | 0 | 0 | 0 | 0 | #DIV/0! | #DIV/0! | 0
0 | 0 | - | 0 | 0 | 0 | 0 | #DIV/0! | #DIV/0! | 0
0 | 0 | - | 0 | 0 | 0 | 0 | #DIV/0! | #DIV/0! | 0
0 | 0 | - | 0 | 0 | 0 | 0 | #DIV/0! | #DIV/0! | 0
0 | 0 | - | 0 | 0 | 0 | 0 | #DIV/0! | #DIV/0! | 0
0 | 0 | - | 0 | 0 | 0 | 0 | #DIV/0! | #DIV/0! | 0
0 | 0 | - | 0 | 0 | 0 | 0 | #DIV/0! | #DIV/0! | 0
0 | 0 | - | 0 | 0 | 0 | 0 | #DIV/0! | #DIV/0! | 0
0 | 0 | - | 0 | 0 | 0 | 0 | #DIV/0! | #DIV/0! | 0
0 | 0 | - | 0 | 0 | 0 | 0 | #DIV/0! | #DIV/0! | 0
0 | 0 | - | 0 | 0 | 0 | 0 | #DIV/0! | #DIV/0! | 0
0 | 0 | - | 0 | 0 | 0 | 0 | #DIV/0! | #DIV/0! | 0
0 | 0 | - | 0 | 0 | 0 | 0 | #DIV/0! | #DIV/0! | 0
0 | 0 | - | 0 | 0 | 0 | 0 | #DIV/0! | #DIV/0! | 0
0 | 0 | - | 0 | 0 | 0 | 0 | #DIV/0! | #DIV/0! | 0
0 | 0 | - | 0 | 0 | 0 | 0 | #DIV/0! | #DIV/0! | 0
0 | 0 | - | 0 | 0 | 0 | 0 | #DIV/0! | #DIV/0! | 0
0 | 0 | - | 0 | 0 | 0 | 0 | #DIV/0! | #DIV/0! | 0
0 | 0 | - | 0 | 0 | 0 | 0 | #DIV/0! | #DIV/0! | 0
0 | 0 | - | 0 | 0 | 0 | 0 | #DIV/0! | #DIV/0! | 0
0 | 0 | - | 0 | 0 | 0 | 0 | #DIV/0! | #DIV/0! | 0
0 | 0 | - | 0 | 0 | 0 | 0 | #DIV/0! | #DIV/0! | 0
0 | 0 | - | 0 | 0 | 0 | 0 | #DIV/0! | #DIV/0! | 0
0 | 0 | - | 0 | 0 | 0 | 0 | #DIV/0! | #DIV/0! | 0
0 | 0 | - | 0 | 0 | 0 | 0 | #DIV/0! | #DIV/0! | 0
0 | 0 | - | 0 | 0 | 0 | 0 | #DIV/0! | #DIV/0! | 0
0 | 0 | - | 0 | 0 | 0 | 0 | #DIV/0! | #DIV/0! | 0
0 | 0 | - | 0 | 0 | 0 | 0 | #DIV/0! | #DIV/0! | 0
0 | 0 | - | 0 | 0 | 0 | 0 | #DIV/0! | #DIV/0! | 0
0 | 0 | - | 0 | 0 | 0 | 0 | #DIV/0! | #DIV/0! | 0
0 | 0 | - | 0 | 0 | 0 | 0 | #DIV/0! | #DIV/0! | 0
0 | 0 | - | 0 | 0 | 0 | 0 | #DIV/0! | #DIV/0! | 0
0 | 0 | - | 0 | 0 | 0 | 0 | #DIV/0! | #DIV/0! | 0
0 | 0 | - | 0 | 0 | 0 | 0 | #DIV/0! | #DIV/0! | 0
0 | 0 | - | 0 | 0 | 0 | 0 | #DIV/0! | #DIV/0! | 0
0 | 0 | - | 0 | 0 | 0 | 0 | #DIV/0! | #DIV/0! | 0
0 | 0 | - | 0 | 0 | 0 | 0 | #DIV/0! | #DIV/0! | 0
0 | 0 | - | 0 | 0 | 0 | 0 | #DIV/0! | #DIV/0! | 0
0 | 0 | - | 0 | 0 | 0 | 0 | #DIV/0! | #DIV/0! | 0
0 | 0 | - | 0 | 0 | 0 | 0 | #DIV/0! | #DIV/0! | 0
0 | 0 | - | 0 | 0 | 0 | 0 | #DIV/0! | #DIV/0! | 0
0 | 0 | - | 0 | 0 | 0 | 0 | #DIV/0! | #DIV/0! | 0
0 | 0 | - | 0 | 0 | 0 | 0 | #DIV/0! | #DIV/0! | 0
0 | 0 | - | 0 | 0 | 0 | 0 | #DIV/0! | #DIV/0! | 0
0 | 0 | - | 0 | 0 | 0 | 0 | #DIV/0! | #DIV/0! | 0
0 | 0 | - | 0 | 0 | 0 | 0 | #DIV/0! | #DIV/0! | 0
0 | 0 | - | 0 | 0 | 0 | 0 | #DIV/0! | #DIV/0! | 0
0 | 0 | - | 0 | 0 | 0 | 0 | #DIV/0! | #DIV/0! | 0
0 | 0 | - | 0 | 0 | 0 | 0 | #DIV/0! | #DIV/0! | 0
0 | 0 | - | 0 | 0 | 0 | 0 | #DIV/0! | #DIV/0! | 0
0 | 0 | - | 0 | 0 | 0 | 0 | #DIV/0! | #DIV/0! | 0
0 | 0 | - | 0 | 0 | 0 | 0 | #DIV/0! | #DIV/0! | 0
0 | 0 | - | 0 | 0 | 0 | 0 | #DIV/0! | #DIV/0! | 0
0 | 0 | - | 0 | 0 | 0 | 0 | #DIV/0! | #DIV/0! | 0
0 | 0 | - | 0 | 0 | 0 | 0 | #DIV/0! | #DIV/0! | 0
0 | 0 | - | 0 | 0 | 0 | 0 | #DIV/0! | #DIV/0! | 0
0 | 0 | - | 0 | 0 | 0 | 0 | #DIV/0! | #DIV/0! | 0
0 | 0 | - | 0 | 0 | 0 | 0 | #DIV/0! | #DIV/0! | 0
0 | 0 | - | 0 | 0 | 0 | 0 | #DIV/0! | #DIV/0! | 0
0 | 0 | - | 0 | 0 | 0 | 0 | #DIV/0! | #DIV/0! | 0
0 | 0 | - | 0 | 0 | 0 | 0 | #DIV/0! | #DIV/0! | 0
0 | 0 | - | 0 | 0 | 0 | 0 | #DIV/0! | #DIV/0! | 0
0 | 0 | - | 0 | 0 | 0 | 0 | #DIV/0! | #DIV/0! | 0
0 | 0 | - | 0 | 0 | 0 | 0 | #DIV/0! | #DIV/0! | 0
0 | 0 | - | 0 | 0 | 0 | 0 | #DIV/0! | #DIV/0! | 0
0 | 0 | - | 0 | 0 | 0 | 0 | #DIV/0! | #DIV/0! | 0
0 | 0 | - | 0 | 0 | 0 | 0 | #DIV/0! | #DIV/0! | 0
0 | 0 | - | 0 | 0 | 0 | 0 | #DIV/0! | #DIV/0! | 0
0 | 0 | - | 0 | 0 | 0 | 0 | #DIV/0! | #DIV/0! | 0
0 | 0 | - | 0 | 0 | 0 | 0 | #DIV/0! | #DIV/0! | 0
0 | 0 | - | 0 | 0 | 0 | 0 | #DIV/0! | #DIV/0! | 0
0 | 0 | - | 0 | 0 | 0 | 0 | #DIV/0! | #DIV/0! | 0
0 | 0 | - | 0 | 0 | 0 | 0 | #DIV/0! | #DIV/0! | 0
0 | 0 | - | 0 | 0 | 0 | 0 | #DIV/0! | #DIV/0! | 0
0 | 0 | - | 0 | 0 | 0 | 0 | #DIV/0! | #DIV/0! | 0
0 | 0 | - | 0 | 0 | 0 | 0 | #DIV/0! | #DIV/0! | 0
0 | 0 | - | 0 | 0 | 0 | 0 | #DIV/0! | #DIV/0! | 0
0 | 0 | - | 0 | 0 | 0 | 0 | #DIV/0! | #DIV/0! | 0
0 | 0 | - | 0 | 0 | 0 | 0 | #DIV/0! | #DIV/0! | 0
0 | 0 | - | 0 | 0 | 0 | 0 | #DIV/0! | #DIV/0! | 0
0 | 0 | - | 0 | 0 | 0 | 0 | #DIV/0! | #DIV/0! | 0
0 | 0 | - | 0 | 0 | 0 | 0 | #DIV/0! | #DIV/0! | 0
0 | 0 | - | 0 | 0 | 0 | 0 | #DIV/0! | #DIV/0! | 0
0 | 0 | - | 0 | 0 | 0 | 0 | #DIV/0! | #DIV/0! | 0
0 | 0 | - | 0 | 0 | 0 | 0 | #DIV/0! | #DIV/0! | 0
0 | 0 | - | 0 | 0 | 0 | 0 | #DIV/0! | #DIV/0! | 0
0 | 0 | - | 0 | 0 | 0 | 0 | #DIV/0! | #DIV/0! | 0
0 | 0 | - | 0 | 0 | 0 | 0 | #DIV/0! | #DIV/0! | 0
0 | 0 | - | 0 | 0 | 0 | 0 | #DIV/0! | #DIV/0! | 0
0 | 0 | - | 0 | 0 | 0 | 0 | #DIV/0! | #DIV/0! | 0
0 | 0 | - | 0 | 0 | 0 | 0 | #DIV/0! | #DIV/0! | 0
0 | 0 | - | 0 | 0 | 0 | 0 | #DIV/0! | #DIV/0! | 0
0 | 0 | - | 0 | 0 | 0 | 0 | #DIV/0! | #DIV/0! | 0
0 | 0 | - | 0 | 0 | 0 | 0 | #DIV/0! | #DIV/0! | 0
0 | 0 | - | 0 | 0 | 0 | 0 | #DIV/0! | #DIV/0! | 0
0 | 0 | - | 0 | 0 | 0 | 0 | #DIV/0! | #DIV/0! | 0
0 | 0 | - | 0 | 0 | 0 | 0 | #DIV/0! | #DIV/0! | 0
0 | 0 | - | 0 | 0 | 0 | 0 | #DIV/0! | #DIV/0! | 0
0 | 0 | - | 0 | 0 | 0 | 0 | #DIV/0! | #DIV/0! | 0
0 | 0 | - | 0 | 0 | 0 | 0 | #DIV/0! | #DIV/0! | 0
0 | 0 | - | 0 | 0 | 0 | 0 | #DIV/0! | #DIV/0! | 0
0 | 0 | - | 0 | 0 | 0 | 0 | #DIV/0! | #DIV/0! | 0
0 | 0 | - | 0 | 0 | 0 | 0 | #DIV/0! | #DIV/0! | 0
0 | 0 | - | 0 | 0 | 0 | 0 | #DIV/0! | #DIV/0! | 0
0 | 0 | - | 0 | 0 | 0 | 0 | #DIV/0! | #DIV/0! | 0
0 | 0 | - | 0 | 0 | 0 | 0 | #DIV/0! | #DIV/0! | 0
0 | 0 | - | 0 | 0 | 0 | 0 | #DIV/0! | #DIV/0! | 0
0 | 0 | - | 0 | 0 | 0 | 0 | #DIV/0! | #DIV/0! | 0
0 | 0 | - | 0 | 0 | 0 | 0 | #DIV/0! | #DIV/0! | 0
0 | 0 | - | 0 | 0 | 0 | 0 | #DIV/0! | #DIV/0! | 0
0 | 0 | - | 0 | 0 | 0 | 0 | #DIV/0! | #DIV/0! | 0
0 | 0 | - | 0 | 0 | 0 | 0 | #DIV/0! | #DIV/0! | 0
0 | 0 | - | 0 | 0 | 0 | 0 | #DIV/0! | #DIV/0! | 0
0 | 0 | - | 0 | 0 | 0 | 0 | #DIV/0! | #DIV/0! | 0
0 | 0 | - | 0 | 0 | 0 | 0 | #DIV/0! | #DIV/0! | 0
0 | 0 | - | 0 | 0 | 0 | 0 | #DIV/0! | #DIV/0! | 0
0 | 0 | - | 0 | 0 | 0 | 0 | #DIV/0! | #DIV/0! | 0
0 | 0 | - | 0 | 0 | 0 | 0 | #DIV/0! | #DIV/0! | 0
0 | 0 | - | 0 | 0 | 0 | 0 | #DIV/0! | #DIV/0! | 0
0 | 0 | - | 0 | 0 | 0 | 0 | #DIV/0! | #DIV/0! | 0
0 | 0 | - | 0 | 0 | 0 | 0 | #DIV/0! | #DIV/0! | 0
0 | 0 | - | 0 | 0 | 0 | 0 | #DIV/0! | #DIV/0! | 0
0 | 0 | - | 0 | 0 | 0 | 0 | #DIV/0! | #DIV/0! | 0
0 | 0 | - | 0 | 0 | 0 | 0 | #DIV/0! | #DIV/0! | 0
0 | 0 | - | 0 | 0 | 0 | 0 | #DIV/0! | #DIV/0! | 0
0 | 0 | - | 0 | 0 | 0 | 0 | #DIV/0! | #DIV/0! | 0
0 | 0 | - | 0 | 0 | 0 | 0 | #DIV/0! | #DIV/0! | 0
0 | 0 | - | 0 | 0 | 0 | 0 | #DIV/0! | #DIV/0! | 0
0 | 0 | - | 0 | 0 | 0 | 0 | #DIV/0! | #DIV/0! | 0
0 | 0 | - | 0 | 0 | 0 | 0 | #DIV/0! | #DIV/0! | 0
0 | 0 | - | 0 | 0 | 0 | 0 | #DIV/0! | #DIV/0! | 0
0 | 0 | - | 0 | 0 | 0 | 0 | #DIV/0! | #DIV/0! | 0
0 | 0 | - | 0 | 0 | 0 | 0 | #DIV/0! | #DIV/0! | 0
0 | 0 | - | 0 | 0 | 0 | 0 | #DIV/0! | #DIV/0! | 0
0 | 0 | - | 0 | 0 | 0 | 0 | #DIV/0! | #DIV/0! | 0
0 | 0 | - | 0 | 0 | 0 | 0 | #DIV/0! | #DIV/0! | 0
0 | 0 | - | 0 | 0 | 0 | 0 | #DIV/0! | #DIV/0! | 0
0 | 0 | - | 0 | 0 | 0 | 0 | #DIV/0! | #DIV/0! | 0
0 | 0 | - | 0 | 0 | 0 | 0 | #DIV/0! | #DIV/0! | 0
0 | 0 | - | 0 | 0 | 0 | 0 | #DIV/0! | #DIV/0! | 0
0 | 0 | - | 0 | 0 | 0 | 0 | #DIV/0! | #DIV/0! | 0
0 | 0 | - | 0 | 0 | 0 | 0 | #DIV/0! | #DIV/0! | 0
0 | 0 | - | 0 | 0 | 0 | 0 | #DIV/0! | #DIV/0! | 0
0 | 0 | - | 0 | 0 | 0 | 0 | #DIV/0! | #DIV/0! | 0
0 | 0 | - | 0 | 0 | 0 | 0 | #DIV/0! | #DIV/0! | 0
0 | 0 | - | 0 | 0 | 0 | 0 | #DIV/0! | #DIV/0! | 0
0 | 0 | - | 0 | 0 | 0 | 0 | #DIV/0! | #DIV/0! | 0
0 | 0 | - | 0 | 0 | 0 | 0 | #DIV/0! | #DIV/0! | 0
0 | 0 | - | 0 | 0 | 0 | 0 | #DIV/0! | #DIV/0! | 0
0 | 0 | - | 0 | 0 | 0 | 0 | #DIV/0! | #DIV/0! | 0
0 | 0 | - | 0 | 0 | 0 | 0 | #DIV/0! | #DIV/0! | 0
0 | 0 | - | 0 | 0 | 0 | 0 | #DIV/0! | #DIV/0! | 0
0 | 0 | - | 0 | 0 | 0 | 0 | #DIV/0! | #DIV/0! | 0
0 | 0 | - | 0 | 0 | 0 | 0 | #DIV/0! | #DIV/0! | 0
0 | 0 | - | 0 | 0 | 0 | 0 | #DIV/0! | #DIV/0! | 0
0 | 0 | - | 0 | 0 | 0 | 0 | #DIV/0! | #DIV/0! | 0
0 | 0 | - | 0 | 0 | 0 | 0 | #DIV/0! | #DIV/0! | 0
0 | 0 | - | 0 | 0 | 0 | 0 | #DIV/0! | #DIV/0! | 0
0 | 0 | - | 0 | 0 | 0 | 0 | #DIV/0! | #DIV/0! | 0
0 | 0 | - | 0 | 0 | 0 | 0 | #DIV/0! | #DIV/0! | 0
0 | 0 | - | 0 | 0 | 0 | 0 | #DIV/0! | #DIV/0! | 0
0 | 0 | - | 0 | 0 | 0 | 0 | #DIV/0! | #DIV/0! | 0
0 | 0 | - | 0 | 0 | 0 | 0 | #DIV/0! | #DIV/0! | 0
0 | 0 | - | 0 | 0 | 0 | 0 | #DIV/0! | #DIV/0! | 0
0 | 0 | - | 0 | 0 | 0 | 0 | #DIV/0! | #DIV/0! | 0
0 | 0 | - | 0 | 0 | 0 | 0 | #DIV/0! | #DIV/0! | 0
0 | 0 | - | 0 | 0 | 0 | 0 | #DIV/0! | #DIV/0! | 0
0 | 0 | - | 0 | 0 | 0 | 0 | #DIV/0! | #DIV/0! | 0
0 | 0 | - | 0 | 0 | 0 | 0 | #DIV/0! | #DIV/0! | 0
0 | 0 | - | 0 | 0 | 0 | 0 | #DIV/0! | #DIV/0! | 0
0 | 0 | - | 0 | 0 | 0 | 0 | #DIV/0! | #DIV/0! | 0
0 | 0 | - | 0 | 0 | 0 | 0 | #DIV/0! | #DIV/0! | 0
0 | 0 | - | 0 | 0 | 0 | 0 | #DIV/0! | #DIV/0! | 0
0 | 0 | - | 0 | 0 | 0 | 0 | #DIV/0! | #DIV/0! | 0
0 | 0 | - | 0 | 0 | 0 | 0 | #DIV/0! | #DIV/0! | 0
0 | 0 | - | 0 | 0 | 0 | 0 | #DIV/0! | #DIV/0! | 0
0 | 0 | - | 0 | 0 | 0 | 0 | #DIV/0! | #DIV/0! | 0
0 | 0 | - | 0 | 0 | 0 | 0 | #DIV/0! | #DIV/0! | 0
0 | 0 | - | 0 | 0 | 0 | 0 | #DIV/0! | #DIV/0! | 0
0 | 0 | - | 0 | 0 | 0 | 0 | #DIV/0! | #DIV/0! | 0
0 | 0 | - | 0 | 0 | 0 | 0 | #DIV/0! | #DIV/0! | 0
0 | 0 | - | 0 | 0 | 0 | 0 | #DIV/0! | #DIV/0! | 0
0 | 0 | - | 0 | 0 | 0 | 0 | #DIV/0! | #DIV/0! | 0
0 | 0 | - | 0 | 0 | 0 | 0 | #DIV/0! | #DIV/0! | 0
0 | 0 | - | 0 | 0 | 0 | 0 | #DIV/0! | #DIV/0! | 0
0 | 0 | - | 0 | 0 | 0 | 0 | #DIV/0! | #DIV/0! | 0
0 | 0 | - | 0 | 0 | 0 | 0 | #DIV/0! | #DIV/0! | 0
0 | 0 | - | 0 | 0 | 0 | 0 | #DIV/0! | #DIV/0! | 0
0 | 0 | - | 0 | 0 | 0 | 0 | #DIV/0! | #DIV/0! | 0
0 | 0 | - | 0 | 0 | 0 | 0 | #DIV/0! | #DIV/0! | 0
0 | 0 | - | 0 | 0 | 0 | 0 | #DIV/0! | #DIV/0! | 0
0 | 0 | - | 0 | 0 | 0 | 0 | #DIV/0! | #DIV/0! | 0
0 | 0 | - | 0 | 0 | 0 | 0 | #DIV/0! | #DIV/0! | 0
0 | 0 | - | 0 | 0 | 0 | 0 | #DIV/0! | #DIV/0! | 0
0 | 0 | - | 0 | 0 | 0 | 0 | #DIV/0! | #DIV/0! | 0
0 | 0 | - | 0 | 0 | 0 | 0 | #DIV/0! | #DIV/0! | 0
0 | 0 | - | 0 | 0 | 0 | 0 | #DIV/0! | #DIV/0! | 0
0 | 0 | - | 0 | 0 | 0 | 0 | #DIV/0! | #DIV/0! | 0
0 | 0 | - | 0 | 0 | 0 | 0 | #DIV/0! | #DIV/0! | 0
0 | 0 | - | 0 | 0 | 0 | 0 | #DIV/0! | #DIV/0! | 0
0 | 0 | - | 0 | 0 | 0 | 0 | #DIV/0! | #DIV/0! | 0
0 | 0 | - | 0 | 0 | 0 | 0 | #DIV/0! | #DIV/0! | 0
0 | 0 | - | 0 | 0 | 0 | 0 | #DIV/0! | #DIV/0! | 0
0 | 0 | - | 0 | 0 | 0 | 0 | #DIV/0! | #DIV/0! | 0
0 | 0 | - | 0 | 0 | 0 | 0 | #DIV/0! | #DIV/0! | 0
0 | 0 | - | 0 | 0 | 0 | 0 | #DIV/0! | #DIV/0! | 0
0 | 0 | - | 0 | 0 | 0 | 0 | #DIV/0! | #DIV/0! | 0
0 | 0 | - | 0 | 0 | 0 | 0 | #DIV/0! | #DIV/0! | 0
0 | 0 | - | 0 | 0 | 0 | 0 | #DIV/0! | #DIV/0! | 0
0 | 0 | - | 0 | 0 | 0 | 0 | #DIV/0! | #DIV/0! | 0
0 | 0 | - | 0 | 0 | 0 | 0 | #DIV/0! | #DIV/0! | 0
0 | 0 | - | 0 | 0 | 0 | 0 | #DIV/0! | #DIV/0! | 0
0 | 0 | - | 0 | 0 | 0 | 0 | #DIV/0! | #DIV/0! | 0
0 | 0 | - | 0 | 0 | 0 | 0 | #DIV/0! | #DIV/0! | 0
0 | 0 | - | 0 | 0 | 0 | 0 | #DIV/0! | #DIV/0! | 0
0 | 0 | - | 0 | 0 | 0 | 0 | #DIV/0! | #DIV/0! | 0
0 | 0 | - | 0 | 0 | 0 | 0 | #DIV/0! | #DIV/0! | 0
0 | 0 | - | 0 | 0 | 0 | 0 | #DIV/0! | #DIV/0! | 0
0 | 0 | - | 0 | 0 | 0 | 0 | #DIV/0! | #DIV/0! | 0
0 | 0 | - | 0 | 0 | 0 | 0 | #DIV/0! | #DIV/0! | 0
0 | 0 | - | 0 | 0 | 0 | 0 | #DIV/0! | #DIV/0! | 0
0 | 0 | - | 0 | 0 | 0 | 0 | #DIV/0! | #DIV/0! | 0
0 | 0 | - | 0 | 0 | 0 | 0 | #DIV/0! | #DIV/0! | 0
0 | 0 | - | 0 | 0 | 0 | 0 | #DIV/0! | #DIV/0! | 0
0 | 0 | - | 0 | 0 | 0 | 0 | #DIV/0! | #DIV/0! | 0
0 | 0 | - | 0 | 0 | 0 | 0 | #DIV/0! | #DIV/0! | 0
0 | 0 | - | 0 | 0 | 0 | 0 | #DIV/0! | #DIV/0! | 0
0 | 0 | - | 0 | 0 | 0 | 0 | #DIV/0! | #DIV/0! | 0
0 | 0 | - | 0 | 0 | 0 | 0 | #DIV/0! | #DIV/0! | 0
0 | 0 | - | 0 | 0 | 0 | 0 | #DIV/0! | #DIV/0! | 0
0 | 0 | - | 0 | 0 | 0 | 0 | #DIV/0! | #DIV/0! | 0
0 | 0 | - | 0 | 0 | 0 | 0 | #DIV/0! | #DIV/0! | 0
0 | 0 | - | 0 | 0 | 0 | 0 | #DIV/0! | #DIV/0! | 0
0 | 0 | - | 0 | 0 | 0 | 0 | #DIV/0! | #DIV/0! | 0
0 | 0 | - | 0 | 0 | 0 | 0 | #DIV/0! | #DIV/0! | 0
0 | 0 | - | 0 | 0 | 0 | 0 | #DIV/0! | #DIV/0! | 0
0 | 0 | - | 0 | 0 | 0 | 0 | #DIV/0! | #DIV/0! | 0
0 | 0 | - | 0 | 0 | 0 | 0 | #DIV/0! | #DIV/0! | 0
0 | 0 | - | 0 | 0 | 0 | 0 | #DIV/0! | #DIV/0! | 0
0 | 0 | - | 0 | 0 | 0 | 0 | #DIV/0! | #DIV/0! | 0
0 | 0 | - | 0 | 0 | 0 | 0 | #DIV/0! | #DIV/0! | 0
0 | 0 | - | 0 | 0 | 0 | 0 | #DIV/0! | #DIV/0! | 0
0 | 0 | - | 0 | 0 | 0 | 0 | #DIV/0! | #DIV/0! | 0
0 | 0 | - | 0 | 0 | 0 | 0 | #DIV/0! | #DIV/0! | 0
0 | 0 | - | 0 | 0 | 0 | 0 | #DIV/0! | #DIV/0! | 0
0 | 0 | - | 0 | 0 | 0 | 0 | #DIV/0! | #DIV/0! | 0
0 | 0 | - | 0 | 0 | 0 | 0 | #DIV/0! | #DIV/0! | 0
0 | 0 | - | 0 | 0 | 0 | 0 | #DIV/0! | #DIV/0! | 0
0 | 0 | - | 0 | 0 | 0 | 0 | #DIV/0! | #DIV/0! | 0
0 | 0 | - | 0 | 0 | 0 | 0 | #DIV/0! | #DIV/0! | 0
0 | 0 | - | 0 | 0 | 0 | 0 | #DIV/0! | #DIV/0! | 0
0 | 0 | - | 0 | 0 | 0 | 0 | #DIV/0! | #DIV/0! | 0
0 | 0 | - | 0 | 0 | 0 | 0 | #DIV/0! | #DIV/0! | 0
0 | 0 | - | 0 | 0 | 0 | 0 | #DIV/0! | #DIV/0! | 0
0 | 0 | - | 0 | 0 | 0 | 0 | #DIV/0! | #DIV/0! | 0
0 | 0 | - | 0 | 0 | 0 | 0 | #DIV/0! | #DIV/0! | 0
0 | 0 | - | 0 | 0 | 0 | 0 | #DIV/0! | #DIV/0! | 0
0 | 0 | - | 0 | 0 | 0 | 0 | #DIV/0! | #DIV/0! | 0
0 | 0 | - | 0 | 0 | 0 | 0 | #DIV/0! | #DIV/0! | 0
0 | 0 | - | 0 | 0 | 0 | 0 | #DIV/0! | #DIV/0! | 0
0 | 0 | - | 0 | 0 | 0 | 0 | #DIV/0! | #DIV/0! | 0
0 | 0 | - | 0 | 0 | 0 | 0 | #DIV/0! | #DIV/0! | 0
0 | 0 | - | 0 | 0 | 0 | 0 | #DIV/0! | #DIV/0! | 0
0 | 0 | - | 0 | 0 | 0 | 0 | #DIV/0! | #DIV/0! | 0
0 | 0 | - | 0 | 0 | 0 | 0 | #DIV/0! | #DIV/0! | 0
0 | 0 | - | 0 | 0 | 0 | 0 | #DIV/0! | #DIV/0! | 0
0 | 0 | - | 0 | 0 | 0 | 0 | #DIV/0! | #DIV/0! | 0
0 | 0 | - | 0 | 0 | 0 | 0 | #DIV/0! | #DIV/0! | 0
0 | 0 | - | 0 | 0 | 0 | 0 | #DIV/0! | #DIV/0! | 0
0 | 0 | - | 0 | 0 | 0 | 0 | #DIV/0! | #DIV/0! | 0
0 | 0 | - | 0 | 0 | 0 | 0 | #DIV/0! | #DIV/0! | 0
0 | 0 | - | 0 | 0 | 0 | 0 | #DIV/0! | #DIV/0! | 0
0 | 0 | - | 0 | 0 | 0 | 0 | #DIV/0! | #DIV/0! | 0
0 | 0 | - | 0 | 0 | 0 | 0 | #DIV/0! | #DIV/0! | 0
0 | 0 | - | 0 | 0 | 0 | 0 | #DIV/0! | #DIV/0! | 0
0 | 0 | - | 0 | 0 | 0 | 0 | #DIV/0! | #DIV/0! | 0
0 | 0 | - | 0 | 0 | 0 | 0 | #DIV/0! | #DIV/0! | 0
0 | 0 | - | 0 | 0 | 0 | 0 | #DIV/0! | #DIV/0! | 0
0 | 0 | - | 0 | 0 | 0 | 0 | #DIV/0! | #DIV/0! | 0
0 | 0 | - | 0 | 0 | 0 | 0 | #DIV/0! | #DIV/0! | 0
0 | 0 | - | 0 | 0 | 0 | 0 | #DIV/0! | #DIV/0! | 0
0 | 0 | - | 0 | 0 | 0 | 0 | #DIV/0! | #DIV/0! | 0
0 | 0 | - | 0 | 0 | 0 | 0 | #DIV/0! | #DIV/0! | 0
0 | 0 | - | 0 | 0 | 0 | 0 | #DIV/0! | #DIV/0! | 0
0 | 0 | - | 0 | 0 | 0 | 0 | #DIV/0! | #DIV/0! | 0
0 | 0 | - | 0 | 0 | 0 | 0 | #DIV/0! | #DIV/0! | 0
0 | 0 | - | 0 | 0 | 0 | 0 | #DIV/0! | #DIV/0! | 0
0 | 0 | - | 0 | 0 | 0 | 0 | #DIV/0! | #DIV/0! | 0
0 | 0 | - | 0 | 0 | 0 | 0 | #DIV/0! | #DIV/0! | 0
0 | 0 | - | 0 | 0 | 0 | 0 | #DIV/0! | #DIV/0! | 0
0 | 0 | - | 0 | 0 | 0 | 0 | #DIV/0! | #DIV/0! | 0
0 | 0 | - | 0 | 0 | 0 | 0 | #DIV/0! | #DIV/0! | 0
0 | 0 | - | 0 | 0 | 0 | 0 | #DIV/0! | #DIV/0! | 0
0 | 0 | - | 0 | 0 | 0 | 0 | #DIV/0! | #DIV/0! | 0
0 | 0 | - | 0 | 0 | 0 | 0 | #DIV/0! | #DIV/0! | 0
0 | 0 | - | 0 | 0 | 0 | 0 | #DIV/0! | #DIV/0! | 0
0 | 0 | - | 0 | 0 | 0 | 0 | #DIV/0! | #DIV/0! | 0
0 | 0 | - | 0 | 0 | 0 | 0 | #DIV/0! | #DIV/0! | 0
0 | 0 | - | 0 | 0 | 0 | 0 | #DIV/0! | #DIV/0! | 0
0 | 0 | - | 0 | 0 | 0 | 0 | #DIV/0! | #DIV/0! | 0
0 | 0 | - | 0 | 0 | 0 | 0 | #DIV/0! | #DIV/0! | 0
0 | 0 | - | 0 | 0 | 0 | 0 | #DIV/0! | #DIV/0! | 0
0 | 0 | - | 0 | 0 | 0 | 0 | #DIV/0! | #DIV/0! | 0
0 | 0 | - | 0 | 0 | 0 | 0 | #DIV/0! | #DIV/0! | 0
0 | 0 | - | 0 | 0 | 0 | 0 | #DIV/0! | #DIV/0! | 0
0 | 0 | - | 0 | 0 | 0 | 0 | #DIV/0! | #DIV/0! | 0
0 | 0 | - | 0 | 0 | 0 | 0 | #DIV/0! | #DIV/0! | 0
0 | 0 | - | 0 | 0 | 0 | 0 | #DIV/0! | #DIV/0! | 0
0 | 0 | - | 0 | 0 | 0 | 0 | #DIV/0! | #DIV/0! | 0
0 | 0 | - | 0 | 0 | 0 | 0 | #DIV/0! | #DIV/0! | 0
0 | 0 | - | 0 | 0 | 0 | 0 | #DIV/0! | #DIV/0! | 0
0 | 0 | - | 0 | 0 | 0 | 0 | #DIV/0! | #DIV/0! | 0
0 | 0 | - | 0 | 0 | 0 | 0 | #DIV/0! | #DIV/0! | 0
0 | 0 | - | 0 | 0 | 0 | 0 | #DIV/0! | #DIV/0! | 0
0 | 0 | - | 0 | 0 | 0 | 0 | #DIV/0! | #DIV/0! | 0
0 | 0 | - | 0 | 0 | 0 | 0 | #DIV/0! | #DIV/0! | 0
0 | 0 | - | 0 | 0 | 0 | 0 | #DIV/0! | #DIV/0! | 0
0 | 0 | - | 0 | 0 | 0 | 0 | #DIV/0! | #DIV/0! | 0
0 | 0 | - | 0 | 0 | 0 | 0 | #DIV/0! | #DIV/0! | 0
0 | 0 | - | 0 | 0 | 0 | 0 | #DIV/0! | #DIV/0! | 0
0 | 0 | - | 0 | 0 | 0 | 0 | #DIV/0! | #DIV/0! | 0
0 | 0 | - | 0 | 0 | 0 | 0 | #DIV/0! | #DIV/0! | 0
0 | 0 | - | 0 | 0 | 0 | 0 | #DIV/0! | #DIV/0! | 0
0 | 0 | - | 0 | 0 | 0 | 0 | #DIV/0! | #DIV/0! | 0
0 | 0 | - | 0 | 0 | 0 | 0 | #DIV/0! | #DIV/0! | 0
0 | 0 | - | 0 | 0 | 0 | 0 | #DIV/0! | #DIV/0! | 0
0 | 0 | - | 0 | 0 | 0 | 0 | #DIV/0! | #DIV/0! | 0
0 | 0 | - | 0 | 0 | 0 | 0 | #DIV/0! | #DIV/0! | 0
0 | 0 | - | 0 | 0 | 0 | 0 | #DIV/0! | #DIV/0! | 0
0 | 0 | - | 0 | 0 | 0 | 0 | #DIV/0! | #DIV/0! | 0
0 | 0 | - | 0 | 0 | 0 | 0 | #DIV/0! | #DIV/0! | 0
0 | 0 | - | 0 | 0 | 0 | 0 | #DIV/0! | #DIV/0! | 0
0 | 0 | - | 0 | 0 | 0 | 0 | #DIV/0! | #DIV/0! | 0
0 | 0 | - | 0 | 0 | 0 | 0 | #DIV/0! | #DIV/0! | 0
0 | 0 | - | 0 | 0 | 0 | 0 | #DIV/0! | #DIV/0! | 0
0 | 0 | - | 0 | 0 | 0 | 0 | #DIV/0! | #DIV/0! | 0
0 | 0 | - | 0 | 0 | 0 | 0 | #DIV/0! | #DIV/0! | 0
0 | 0 | - | 0 | 0 | 0 | 0 | #DIV/0! | #DIV/0! | 0
0 | 0 | - | 0 | 0 | 0 | 0 | #DIV/0! | #DIV/0! | 0
0 | 0 | - | 0 | 0 | 0 | 0 | #DIV/0! | #DIV/0! | 0
0 | 0 | - | 0 | 0 | 0 | 0 | #DIV/0! | #DIV/0! | 0
0 | 0 | - | 0 | 0 | 0 | 0 | #DIV/0! | #DIV/0! | 0
0 | 0 | - | 0 | 0 | 0 | 0 | #DIV/0! | #DIV/0! | 0
0 | 0 | - | 0 | 0 | 0 | 0 | #DIV/0! | #DIV/0! | 0
0 | 0 | - | 0 | 0 | 0 | 0 | #DIV/0! | #DIV/0! | 0
0 | 0 | - | 0 | 0 | 0 | 0 | #DIV/0! | #DIV/0! | 0
0 | 0 | - | 0 | 0 | 0 | 0 | #DIV/0! | #DIV/0! | 0
0 | 0 | - | 0 | 0 | 0 | 0 | #DIV/0! | #DIV/0! | 0
0 | 0 | - | 0 | 0 | 0 | 0 | #DIV/0! | #DIV/0! | 0
0 | 0 | - | 0 | 0 | 0 | 0 | #DIV/0! | #DIV/0! | 0
0 | 0 | - | 0 | 0 | 0 | 0 | #DIV/0! | #DIV/0! | 0
0 | 0 | - | 0 | 0 | 0 | 0 | #DIV/0! | #DIV/0! | 0
0 | 0 | - | 0 | 0 | 0 | 0 | #DIV/0! | #DIV/0! | 0
0 | 0 | - | 0 | 0 | 0 | 0 | #DIV/0! | #DIV/0! | 0
0 | 0 | - | 0 | 0 | 0 | 0 | #DIV/0! | #DIV/0! | 0
0 | 0 | - | 0 | 0 | 0 | 0 | #DIV/0! | #DIV/0! | 0
0 | 0 | - | 0 | 0 | 0 | 0 | #DIV/0! | #DIV/0! | 0
0 | 0 | - | 0 | 0 | 0 | 0 | #DIV/0! | #DIV/0! | 0
0 | 0 | - | 0 | 0 | 0 | 0 | #DIV/0! | #DIV/0! | 0
0 | 0 | - | 0 | 0 | 0 | 0 | #DIV/0! | #DIV/0! | 0
0 | 0 | - | 0 | 0 | 0 | 0 | #DIV/0! | #DIV/0! | 0
0 | 0 | - | 0 | 0 | 0 | 0 | #DIV/0! | #DIV/0! | 0
0 | 0 | - | 0 | 0 | 0 | 0 | #DIV/0! | #DIV/0! | 0
0 | 0 | - | 0 | 0 | 0 | 0 | #DIV/0! | #DIV/0! | 0
0 | 0 | - | 0 | 0 | 0 | 0 | #DIV/0! | #DIV/0! | 0
0 | 0 | - | 0 | 0 | 0 | 0 | #DIV/0! | #DIV/0! | 0
0 | 0 | - | 0 | 0 | 0 | 0 | #DIV/0! | #DIV/0! | 0
0 | 0 | - | 0 | 0 | 0 | 0 | #DIV/0! | #DIV/0! | 0
0 | 0 | - | 0 | 0 | 0 | 0 | #DIV/0! | #DIV/0! | 0
0 | 0 | - | 0 | 0 | 0 | 0 | #DIV/0! | #DIV/0! | 0
0 | 0 | - | 0 | 0 | 0 | 0 | #DIV/0! | #DIV/0! | 0
0 | 0 | - | 0 | 0 | 0 | 0 | #DIV/0! | #DIV/0! | 0
0 | 0 | - | 0 | 0 | 0 | 0 | #DIV/0! | #DIV/0! | 0
0 | 0 | - | 0 | 0 | 0 | 0 | #DIV/0! | #DIV/0! | 0
0 | 0 | - | 0 | 0 | 0 | 0 | #DIV/0! | #DIV/0! | 0
0 | 0 | - | 0 | 0 | 0 | 0 | #DIV/0! | #DIV/0! | 0
0 | 0 | - | 0 | 0 | 0 | 0 | #DIV/0! | #DIV/0! | 0
0 | 0 | - | 0 | 0 | 0 | 0 | #DIV/0! | #DIV/0! | 0
0 | 0 | - | 0 | 0 | 0 | 0 | #DIV/0! | #DIV/0! | 0
0 | 0 | - | 0 | 0 | 0 | 0 | #DIV/0! | #DIV/0! | 0
0 | 0 | - | 0 | 0 | 0 | 0 | #DIV/0! | #DIV/0! | 0
0 | 0 | - | 0 | 0 | 0 | 0 | #DIV/0! | #DIV/0! | 0
0 | 0 | - | 0 | 0 | 0 | 0 | #DIV/0! | #DIV/0! | 0
0 | 0 | - | 0 | 0 | 0 | 0 | #DIV/0! | #DIV/0! | 0
0 | 0 | - | 0 | 0 | 0 | 0 | #DIV/0! | #DIV/0! | 0
0 | 0 | - | 0 | 0 | 0 | 0 | #DIV/0! | #DIV/0! | 0
0 | 0 | - | 0 | 0 | 0 | 0 | #DIV/0! | #DIV/0! | 0
0 | 0 | - | 0 | 0 | 0 | 0 | #DIV/0! | #DIV/0! | 0
0 | 0 | - | 0 | 0 | 0 | 0 | #DIV/0! | #DIV/0! | 0
0 | 0 | - | 0 | 0 | 0 | 0 | #DIV/0! | #DIV/0! | 0
0 | 0 | - | 0 | 0 | 0 | 0 | #DIV/0! | #DIV/0! | 0
0 | 0 | - | 0 | 0 | 0 | 0 | #DIV/0! | #DIV/0! | 0
0 | 0 | - | 0 | 0 | 0 | 0 | #DIV/0! | #DIV/0! | 0
0 | 0 | - | 0 | 0 | 0 | 0 | #DIV/0! | #DIV/0! | 0
0 | 0 | - | 0 | 0 | 0 | 0 | #DIV/0! | #DIV/0! | 0
0 | 0 | - | 0 | 0 | 0 | 0 | #DIV/0! | #DIV/0! | 0
0 | 0 | - | 0 | 0 | 0 | 0 | #DIV/0! | #DIV/0! | 0
0 | 0 | - | 0 | 0 | 0 | 0 | #DIV/0! | #DIV/0! | 0
0 | 0 | - | 0 | 0 | 0 | 0 | #DIV/0! | #DIV/0! | 0
0 | 0 | - | 0 | 0 | 0 | 0 | #DIV/0! | #DIV/0! | 0
0 | 0 | - | 0 | 0 | 0 | 0 | #DIV/0! | #DIV/0! | 0
0 | 0 | - | 0 | 0 | 0 | 0 | #DIV/0! | #DIV/0! | 0
0 | 0 | - | 0 | 0 | 0 | 0 | #DIV/0! | #DIV/0! | 0
0 | 0 | - | 0 | 0 | 0 | 0 | #DIV/0! | #DIV/0! | 0
0 | 0 | - | 0 | 0 | 0 | 0 | #DIV/0! | #DIV/0! | 0
0 | 0 | - | 0 | 0 | 0 | 0 | #DIV/0! | #DIV/0! | 0
0 | 0 | - | 0 | 0 | 0 | 0 | #DIV/0! | #DIV/0! | 0
0 | 0 | - | 0 | 0 | 0 | 0 | #DIV/0! | #DIV/0! | 0
0 | 0 | - | 0 | 0 | 0 | 0 | #DIV/0! | #DIV/0! | 0
0 | 0 | - | 0 | 0 | 0 | 0 | #DIV/0! | #DIV/0! | 0
0 | 0 | - | 0 | 0 | 0 | 0 | #DIV/0! | #DIV/0! | 0
0 | 0 | - | 0 | 0 | 0 | 0 | #DIV/0! | #DIV/0! | 0
0 | 0 | - | 0 | 0 | 0 | 0 | #DIV/0! | #DIV/0! | 0
0 | 0 | - | 0 | 0 | 0 | 0 | #DIV/0! | #DIV/0! | 0
0 | 0 | - | 0 | 0 | 0 | 0 | #DIV/0! | #DIV/0! | 0
0 | 0 | - | 0 | 0 | 0 | 0 | #DIV/0! | #DIV/0! | 0
0 | 0 | - | 0 | 0 | 0 | 0 | #DIV/0! | #DIV/0! | 0
0 | 0 | - | 0 | 0 | 0 | 0 | #DIV/0! | #DIV/0! | 0
0 | 0 | - | 0 | 0 | 0 | 0 | #DIV/0! | #DIV/0! | 0
0 | 0 | - | 0 | 0 | 0 | 0 | #DIV/0! | #DIV/0! | 0
0 | 0 | - | 0 | 0 | 0 | 0 | #DIV/0! | #DIV/0! | 0
0 | 0 | - | 0 | 0 | 0 | 0 | #DIV/0! | #DIV/0! | 0
0 | 0 | - | 0 | 0 | 0 | 0 | #DIV/0! | #DIV/0! | 0
0 | 0 | - | 0 | 0 | 0 | 0 | #DIV/0! | #DIV/0! | 0
0 | 0 | - | 0 | 0 | 0 | 0 | #DIV/0! | #DIV/0! | 0
0 | 0 | - | 0 | 0 | 0 | 0 | #DIV/0! | #DIV/0! | 0
0 | 0 | - | 0 | 0 | 0 | 0 | #DIV/0! | #DIV/0! | 0
0 | 0 | - | 0 | 0 | 0 | 0 | #DIV/0! | #DIV/0! | 0
0 | 0 | - | 0 | 0 | 0 | 0 | #DIV/0! | #DIV/0! | 0
0 | 0 | - | 0 | 0 | 0 | 0 | #DIV/0! | #DIV/0! | 0
0 | 0 | - | 0 | 0 | 0 | 0 | #DIV/0! | #DIV/0! | 0
0 | 0 | - | 0 | 0 | 0 | 0 | #DIV/0! | #DIV/0! | 0
0 | 0 | - | 0 | 0 | 0 | 0 | #DIV/0! | #DIV/0! | 0
0 | 0 | - | 0 | 0 | 0 | 0 | #DIV/0! | #DIV/0! | 0
0 | 0 | - | 0 | 0 | 0 | 0 | #DIV/0! | #DIV/0! | 0
0 | 0 | - | 0 | 0 | 0 | 0 | #DIV/0! | #DIV/0! | 0
0 | 0 | - | 0 | 0 | 0 | 0 | #DIV/0! | #DIV/0! | 0
0 | 0 | - | 0 | 0 | 0 | 0 | #DIV/0! | #DIV/0! | 0
0 | 0 | - | 0 | 0 | 0 | 0 | #DIV/0! | #DIV/0! | 0
0 | 0 | - | 0 | 0 | 0 | 0 | #DIV/0! | #DIV/0! | 0
0 | 0 | - | 0 | 0 | 0 | 0 | #DIV/0! | #DIV/0! | 0
0 | 0 | - | 0 | 0 | 0 | 0 | #DIV/0! | #DIV/0! | 0
0 | 0 | - | 0 | 0 | 0 | 0 | #DIV/0! | #DIV/0! | 0
0 | 0 | - | 0 | 0 | 0 | 0 | #DIV/0! | #DIV/0! | 0
0 | 0 | - | 0 | 0 | 0 | 0 | #DIV/0! | #DIV/0! | 0
0 | 0 | - | 0 | 0 | 0 | 0 | #DIV/0! | #DIV/0! | 0
0 | 0 | - | 0 | 0 | 0 | 0 | #DIV/0! | #DIV/0! | 0
0 | 0 | - | 0 | 0 | 0 | 0 | #DIV/0! | #DIV/0! | 0
0 | 0 | - | 0 | 0 | 0 | 0 | #DIV/0! | #DIV/0! | 0
0 | 0 | - | 0 | 0 | 0 | 0 | #DIV/0! | #DIV/0! | 0
0 | 0 | - | 0 | 0 | 0 | 0 | #DIV/0! | #DIV/0! | 0
0 | 0 | - | 0 | 0 | 0 | 0 | #DIV/0! | #DIV/0! | 0
0 | 0 | - | 0 | 0 | 0 | 0 | #DIV/0! | #DIV/0! | 0
0 | 0 | - | 0 | 0 | 0 | 0 | #DIV/0! | #DIV/0! | 0
0 | 0 | - | 0 | 0 | 0 | 0 | #DIV/0! | #DIV/0! | 0
0 | 0 | - | 0 | 0 | 0 | 0 | #DIV/0! | #DIV/0! | 0
0 | 0 | - | 0 | 0 | 0 | 0 | #DIV/0! | #DIV/0! | 0
0 | 0 | - | 0 | 0 | 0 | 0 | #DIV/0! | #DIV/0! | 0
0 | 0 | - | 0 | 0 | 0 | 0 | #DIV/0! | #DIV/0! | 0
0 | 0 | - | 0 | 0 | 0 | 0 | #DIV/0! | #DIV/0! | 0
0 | 0 | - | 0 | 0 | 0 | 0 | #DIV/0! | #DIV/0! | 0
0 | 0 | - | 0 | 0 | 0 | 0 | #DIV/0! | #DIV/0! | 0
0 | 0 | - | 0 | 0 | 0 | 0 | #DIV/0! | #DIV/0! | 0
0 | 0 | - | 0 | 0 | 0 | 0 | #DIV/0! | #DIV/0! | 0
0 | 0 | - | 0 | 0 | 0 | 0 | #DIV/0! | #DIV/0! | 0
0 | 0 | - | 0 | 0 | 0 | 0 | #DIV/0! | #DIV/0! | 0
0 | 0 | - | 0 | 0 | 0 | 0 | #DIV/0! | #DIV/0! | 0
0 | 0 | - | 0 | 0 | 0 | 0 | #DIV/0! | #DIV/0! | 0
0 | 0 | - | 0 | 0 | 0 | 0 | #DIV/0! | #DIV/0! | 0
0 | 0 | - | 0 | 0 | 0 | 0 | #DIV/0! | #DIV/0! | 0
0 | 0 | - | 0 | 0 | 0 | 0 | #DIV/0! | #DIV/0! | 0
0 | 0 | - | 0 | 0 | 0 | 0 | #DIV/0! | #DIV/0! | 0
0 | 0 | - | 0 | 0 | 0 | 0 | #DIV/0! | #DIV/0! | 0
0 | 0 | - | 0 | 0 | 0 | 0 | #DIV/0! | #DIV/0! | 0
0 | 0 | - | 0 | 0 | 0 | 0 | #DIV/0! | #DIV/0! | 0
0 | 0 | - | 0 | 0 | 0 | 0 | #DIV/0! | #DIV/0! | 0
0 | 0 | - | 0 | 0 | 0 | 0 | #DIV/0! | #DIV/0! | 0
0 | 0 | - | 0 | 0 | 0 | 0 | #DIV/0! | #DIV/0! | 0
0 | 0 | - | 0 | 0 | 0 | 0 | #DIV/0! | #DIV/0! | 0
0 | 0 | - | 0 | 0 | 0 | 0 | #DIV/0! | #DIV/0! | 0
0 | 0 | - | 0 | 0 | 0 | 0 | #DIV/0! | #DIV/0! | 0
0 | 0 | - | 0 | 0 | 0 | 0 | #DIV/0! | #DIV/0! | 0
0 | 0 | - | 0 | 0 | 0 | 0 | #DIV/0! | #DIV/0! | 0
0 | 0 | - | 0 | 0 | 0 | 0 | #DIV/0! | #DIV/0! | 0
0 | 0 | - | 0 | 0 | 0 | 0 | #DIV/0! | #DIV/0! | 0
0 | 0 | - | 0 | 0 | 0 | 0 | #DIV/0! | #DIV/0! | 0
0 | 0 | - | 0 | 0 | 0 | 0 | #DIV/0! | #DIV/0! | 0
0 | 0 | - | 0 | 0 | 0 | 0 | #DIV/0! | #DIV/0! | 0
0 | 0 | - | 0 | 0 | 0 | 0 | #DIV/0! | #DIV/0! | 0
0 | 0 | - | 0 | 0 | 0 | 0 | #DIV/0! | #DIV/0! | 0
0 | 0 | - | 0 | 0 | 0 | 0 | #DIV/0! | #DIV/0! | 0
0 | 0 | - | 0 | 0 | 0 | 0 | #DIV/0! | #DIV/0! | 0
0 | 0 | - | 0 | 0 | 0 | 0 | #DIV/0! | #DIV/0! | 0
0 | 0 | - | 0 | 0 | 0 | 0 | #DIV/0! | #DIV/0! | 0
0 | 0 | - | 0 | 0 | 0 | 0 | #DIV/0! | #DIV/0! | 0
0 | 0 | - | 0 | 0 | 0 | 0 | #DIV/0! | #DIV/0! | 0
0 | 0 | - | 0 | 0 | 0 | 0 | #DIV/0! | #DIV/0! | 0
0 | 0 | - | 0 | 0 | 0 | 0 | #DIV/0! | #DIV/0! | 0
0 | 0 | - | 0 | 0 | 0 | 0 | #DIV/0! | #DIV/0! | 0
0 | 0 | - | 0 | 0 | 0 | 0 | #DIV/0! | #DIV/0! | 0
0 | 0 | - | 0 | 0 | 0 | 0 | #DIV/0! | #DIV/0! | 0
0 | 0 | - | 0 | 0 | 0 | 0 | #DIV/0! | #DIV/0! | 0
0 | 0 | - | 0 | 0 | 0 | 0 | #DIV/0! | #DIV/0! | 0
0 | 0 | - | 0 | 0 | 0 | 0 | #DIV/0! | #DIV/0! | 0
0 | 0 | - | 0 | 0 | 0 | 0 | #DIV/0! | #DIV/0! | 0
0 | 0 | - | 0 | 0 | 0 | 0 | #DIV/0! | #DIV/0! | 0
0 | 0 | - | 0 | 0 | 0 | 0 | #DIV/0! | #DIV/0! | 0
0 | 0 | - | 0 | 0 | 0 | 0 | #DIV/0! | #DIV/0! | 0
0 | 0 | - | 0 | 0 | 0 | 0 | #DIV/0! | #DIV/0! | 0
0 | 0 | - | 0 | 0 | 0 | 0 | #DIV/0! | #DIV/0! | 0
0 | 0 | - | 0 | 0 | 0 | 0 | #DIV/0! | #DIV/0! | 0
0 | 0 | - | 0 | 0 | 0 | 0 | #DIV/0! | #DIV/0! | 0
0 | 0 | - | 0 | 0 | 0 | 0 | #DIV/0! | #DIV/0! | 0
0 | 0 | - | 0 | 0 | 0 | 0 | #DIV/0! | #DIV/0! | 0
0 | 0 | - | 0 | 0 | 0 | 0 | #DIV/0! | #DIV/0! | 0
0 | 0 | - | 0 | 0 | 0 | 0 | #DIV/0! | #DIV/0! | 0
0 | 0 | - | 0 | 0 | 0 | 0 | #DIV/0! | #DIV/0! | 0
0 | 0 | - | 0 | 0 | 0 | 0 | #DIV/0! | #DIV/0! | 0
0 | 0 | - | 0 | 0 | 0 | 0 | #DIV/0! | #DIV/0! | 0
0 | 0 | - | 0 | 0 | 0 | 0 | #DIV/0! | #DIV/0! | 0
0 | 0 | - | 0 | 0 | 0 | 0 | #DIV/0! | #DIV/0! | 0
0 | 0 | - | 0 | 0 | 0 | 0 | #DIV/0! | #DIV/0! | 0
0 | 0 | - | 0 | 0 | 0 | 0 | #DIV/0! | #DIV/0! | 0
0 | 0 | - | 0 | 0 | 0 | 0 | #DIV/0! | #DIV/0! | 0
0 | 0 | - | 0 | 0 | 0 | 0 | #DIV/0! | #DIV/0! | 0
0 | 0 | - | 0 | 0 | 0 | 0 | #DIV/0! | #DIV/0! | 0
0 | 0 | - | 0 | 0 | 0 | 0 | #DIV/0! | #DIV/0! | 0
0 | 0 | - | 0 | 0 | 0 | 0 | #DIV/0! | #DIV/0! | 0
0 | 0 | - | 0 | 0 | 0 | 0 | #DIV/0! | #DIV/0! | 0
0 | 0 | - | 0 | 0 | 0 | 0 | #DIV/0! | #DIV/0! | 0
0 | 0 | - | 0 | 0 | 0 | 0 | #DIV/0! | #DIV/0! | 0
0 | 0 | - | 0 | 0 | 0 | 0 | #DIV/0! | #DIV/0! | 0
0 | 0 | - | 0 | 0 | 0 | 0 | #DIV/0! | #DIV/0! | 0
0 | 0 | - | 0 | 0 | 0 | 0 | #DIV/0! | #DIV/0! | 0
0 | 0 | - | 0 | 0 | 0 | 0 | #DIV/0! | #DIV/0! | 0
0 | 0 | - | 0 | 0 | 0 | 0 | #DIV/0! | #DIV/0! | 0
0 | 0 | - | 0 | 0 | 0 | 0 | #DIV/0! | #DIV/0! | 0
0 | 0 | - | 0 | 0 | 0 | 0 | #DIV/0! | #DIV/0! | 0
0 | 0 | - | 0 | 0 | 0 | 0 | #DIV/0! | #DIV/0! | 0
0 | 0 | - | 0 | 0 | 0 | 0 | #DIV/0! | #DIV/0! | 0
0 | 0 | - | 0 | 0 | 0 | 0 | #DIV/0! | #DIV/0! | 0
0 | 0 | - | 0 | 0 | 0 | 0 | #DIV/0! | #DIV/0! | 0
0 | 0 | - | 0 | 0 | 0 | 0 | #DIV/0! | #DIV/0! | 0
0 | 0 | - | 0 | 0 | 0 | 0 | #DIV/0! | #DIV/0! | 0
0 | 0 | - | 0 | 0 | 0 | 0 | #DIV/0! | #DIV/0! | 0
0 | 0 | - | 0 | 0 | 0 | 0 | #DIV/0! | #DIV/0! | 0
0 | 0 | - | 0 | 0 | 0 | 0 | #DIV/0! | #DIV/0! | 0
0 | 0 | - | 0 | 0 | 0 | 0 | #DIV/0! | #DIV/0! | 0
0 | 0 | - | 0 | 0 | 0 | 0 | #DIV/0! | #DIV/0! | 0
0 | 0 | - | 0 | 0 | 0 | 0 | #DIV/0! | #DIV/0! | 0
0 | 0 | - | 0 | 0 | 0 | 0 | #DIV/0! | #DIV/0! | 0
0 | 0 | - | 0 | 0 | 0 | 0 | #DIV/0! | #DIV/0! | 0
0 | 0 | - | 0 | 0 | 0 | 0 | #DIV/0! | #DIV/0! | 0
0 | 0 | - | 0 | 0 | 0 | 0 | #DIV/0! | #DIV/0! | 0
0 | 0 | - | 0 | 0 | 0 | 0 | #DIV/0! | #DIV/0! | 0
0 | 0 | - | 0 | 0 | 0 | 0 | #DIV/0! | #DIV/0! | 0
0 | 0 | - | 0 | 0 | 0 | 0 | #DIV/0! | #DIV/0! | 0
0 | 0 | - | 0 | 0 | 0 | 0 | #DIV/0! | #DIV/0! | 0
0 | 0 | - | 0 | 0 | 0 | 0 | #DIV/0! | #DIV/0! | 0
0 | 0 | - | 0 | 0 | 0 | 0 | #DIV/0! | #DIV/0! | 0
0 | 0 | - | 0 | 0 | 0 | 0 | #DIV/0! | #DIV/0! | 0
0 | 0 | - | 0 | 0 | 0 | 0 | #DIV/0! | #DIV/0! | 0
0 | 0 | - | 0 | 0 | 0 | 0 | #DIV/0! | #DIV/0! | 0
0 | 0 | - | 0 | 0 | 0 | 0 | #DIV/0! | #DIV/0! | 0
0 | 0 | - | 0 | 0 | 0 | 0 | #DIV/0! | #DIV/0! | 0
0 | 0 | - | 0 | 0 | 0 | 0 | #DIV/0! | #DIV/0! | 0
0 | 0 | - | 0 | 0 | 0 | 0 | #DIV/0! | #DIV/0! | 0
0 | 0 | - | 0 | 0 | 0 | 0 | #DIV/0! | #DIV/0! | 0
0 | 0 | - | 0 | 0 | 0 | 0 | #DIV/0! | #DIV/0! | 0
0 | 0 | - | 0 | 0 | 0 | 0 | #DIV/0! | #DIV/0! | 0
0 | 0 | - | 0 | 0 | 0 | 0 | #DIV/0! | #DIV/0! | 0
0 | 0 | - | 0 | 0 | 0 | 0 | #DIV/0! | #DIV/0! | 0
0 | 0 | - | 0 | 0 | 0 | 0 | #DIV/0! | #DIV/0! | 0
0 | 0 | - | 0 | 0 | 0 | 0 | #DIV/0! | #DIV/0! | 0
0 | 0 | - | 0 | 0 | 0 | 0 | #DIV/0! | #DIV/0! | 0
0 | 0 | - | 0 | 0 | 0 | 0 | #DIV/0! | #DIV/0! | 0
0 | 0 | - | 0 | 0 | 0 | 0 | #DIV/0! | #DIV/0! | 0
0 | 0 | - | 0 | 0 | 0 | 0 | #DIV/0! | #DIV/0! | 0
0 | 0 | - | 0 | 0 | 0 | 0 | #DIV/0! | #DIV/0! | 0
0 | 0 | - | 0 | 0 | 0 | 0 | #DIV/0! | #DIV/0! | 0
0 | 0 | - | 0 | 0 | 0 | 0 | #DIV/0! | #DIV/0! | 0
0 | 0 | - | 0 | 0 | 0 | 0 | #DIV/0! | #DIV/0! | 0
0 | 0 | - | 0 | 0 | 0 | 0 | #DIV/0! | #DIV/0! | 0
0 | 0 | - | 0 | 0 | 0 | 0 | #DIV/0! | #DIV/0! | 0
0 | 0 | - | 0 | 0 | 0 | 0 | #DIV/0! | #DIV/0! | 0
0 | 0 | - | 0 | 0 | 0 | 0 | #DIV/0! | #DIV/0! | 0
0 | 0 | - | 0 | 0 | 0 | 0 | #DIV/0! | #DIV/0! | 0
0 | 0 | - | 0 | 0 | 0 | 0 | #DIV/0! | #DIV/0! | 0
0 | 0 | - | 0 | 0 | 0 | 0 | #DIV/0! | #DIV/0! | 0
0 | 0 | - | 0 | 0 | 0 | 0 | #DIV/0! | #DIV/0! | 0
0 | 0 | - | 0 | 0 | 0 | 0 | #DIV/0! | #DIV/0! | 0
0 | 0 | - | 0 | 0 | 0 | 0 | #DIV/0! | #DIV/0! | 0
0 | 0 | - | 0 | 0 | 0 | 0 | #DIV/0! | #DIV/0! | 0
0 | 0 | - | 0 | 0 | 0 | 0 | #DIV/0! | #DIV/0! | 0
0 | 0 | - | 0 | 0 | 0 | 0 | #DIV/0! | #DIV/0! | 0
0 | 0 | - | 0 | 0 | 0 | 0 | #DIV/0! | #DIV/0! | 0
0 | 0 | - | 0 | 0 | 0 | 0 | #DIV/0! | #DIV/0! | 0
0 | 0 | - | 0 | 0 | 0 | 0 | #DIV/0! | #DIV/0! | 0
0 | 0 | - | 0 | 0 | 0 | 0 | #DIV/0! | #DIV/0! | 0
0 | 0 | - | 0 | 0 | 0 | 0 | #DIV/0! | #DIV/0! | 0
0 | 0 | - | 0 | 0 | 0 | 0 | #DIV/0! | #DIV/0! | 0
0 | 0 | - | 0 | 0 | 0 | 0 | #DIV/0! | #DIV/0! | 0
0 | 0 | - | 0 | 0 | 0 | 0 | #DIV/0! | #DIV/0! | 0
0 | 0 | - | 0 | 0 | 0 | 0 | #DIV/0! | #DIV/0! | 0
0 | 0 | - | 0 | 0 | 0 | 0 | #DIV/0! | #DIV/0! | 0
0 | 0 | - | 0 | 0 | 0 | 0 | #DIV/0! | #DIV/0! | 0
0 | 0 | - | 0 | 0 | 0 | 0 | #DIV/0! | #DIV/0! | 0
0 | 0 | - | 0 | 0 | 0 | 0 | #DIV/0! | #DIV/0! | 0
0 | 0 | - | 0 | 0 | 0 | 0 | #DIV/0! | #DIV/0! | 0
0 | 0 | - | 0 | 0 | 0 | 0 | #DIV/0! | #DIV/0! | 0
0 | 0 | - | 0 | 0 | 0 | 0 | #DIV/0! | #DIV/0! | 0
0 | 0 | - | 0 | 0 | 0 | 0 | #DIV/0! | #DIV/0! | 0
0 | 0 | - | 0 | 0 | 0 | 0 | #DIV/0! | #DIV/0! | 0
0 | 0 | - | 0 | 0 | 0 | 0 | #DIV/0! | #DIV/0! | 0
0 | 0 | - | 0 | 0 | 0 | 0 | #DIV/0! | #DIV/0! | 0
0 | 0 | - | 0 | 0 | 0 | 0 | #DIV/0! | #DIV/0! | 0
0 | 0 | - | 0 | 0 | 0 | 0 | #DIV/0! | #DIV/0! | 0
0 | 0 | - | 0 | 0 | 0 | 0 | #DIV/0! | #DIV/0! | 0
0 | 0 | - | 0 | 0 | 0 | 0 | #DIV/0! | #DIV/0! | 0
0 | 0 | - | 0 | 0 | 0 | 0 | #DIV/0! | #DIV/0! | 0
0 | 0 | - | 0 | 0 | 0 | 0 | #DIV/0! | #DIV/0! | 0
0 | 0 | - | 0 | 0 | 0 | 0 | #DIV/0! | #DIV/0! | 0
0 | 0 | - | 0 | 0 | 0 | 0 | #DIV/0! | #DIV/0! | 0
0 | 0 | - | 0 | 0 | 0 | 0 | #DIV/0! | #DIV/0! | 0
0 | 0 | - | 0 | 0 | 0 | 0 | #DIV/0! | #DIV/0! | 0
0 | 0 | - | 0 | 0 | 0 | 0 | #DIV/0! | #DIV/0! | 0
0 | 0 | - | 0 | 0 | 0 | 0 | #DIV/0! | #DIV/0! | 0
0 | 0 | - | 0 | 0 | 0 | 0 | #DIV/0! | #DIV/0! | 0
0 | 0 | - | 0 | 0 | 0 | 0 | #DIV/0! | #DIV/0! | 0
0 | 0 | - | 0 | 0 | 0 | 0 | #DIV/0! | #DIV/0! | 0
0 | 0 | - | 0 | 0 | 0 | 0 | #DIV/0! | #DIV/0! | 0
0 | 0 | - | 0 | 0 | 0 | 0 | #DIV/0! | #DIV/0! | 0
0 | 0 | - | 0 | 0 | 0 | 0 | #DIV/0! | #DIV/0! | 0
0 | 0 | - | 0 | 0 | 0 | 0 | #DIV/0! | #DIV/0! | 0
0 | 0 | - | 0 | 0 | 0 | 0 | #DIV/0! | #DIV/0! | 0
0 | 0 | - | 0 | 0 | 0 | 0 | #DIV/0! | #DIV/0! | 0
0 | 0 | - | 0 | 0 | 0 | 0 | #DIV/0! | #DIV/0! | 0
0 | 0 | - | 0 | 0 | 0 | 0 | #DIV/0! | #DIV/0! | 0
0 | 0 | - | 0 | 0 | 0 | 0 | #DIV/0! | #DIV/0! | 0
0 | 0 | - | 0 | 0 | 0 | 0 | #DIV/0! | #DIV/0! | 0
0 | 0 | - | 0 | 0 | 0 | 0 | #DIV/0! | #DIV/0! | 0
0 | 0 | - | 0 | 0 | 0 | 0 | #DIV/0! | #DIV/0! | 0
0 | 0 | - | 0 | 0 | 0 | 0 | #DIV/0! | #DIV/0! | 0
0 | 0 | - | 0 | 0 | 0 | 0 | #DIV/0! | #DIV/0! | 0
0 | 0 | - | 0 | 0 | 0 | 0 | #DIV/0! | #DIV/0! | 0
0 | 0 | - | 0 | 0 | 0 | 0 | #DIV/0! | #DIV/0! | 0
0 | 0 | - | 0 | 0 | 0 | 0 | #DIV/0! | #DIV/0! | 0
0 | 0 | - | 0 | 0 | 0 | 0 | #DIV/0! | #DIV/0! | 0
0 | 0 | - | 0 | 0 | 0 | 0 | #DIV/0! | #DIV/0! | 0
0 | 0 | - | 0 | 0 | 0 | 0 | #DIV/0! | #DIV/0! | 0
0 | 0 | - | 0 | 0 | 0 | 0 | #DIV/0! | #DIV/0! | 0
0 | 0 | - | 0 | 0 | 0 | 0 | #DIV/0! | #DIV/0! | 0
0 | 0 | - | 0 | 0 | 0 | 0 | #DIV/0! | #DIV/0! | 0
0 | 0 | - | 0 | 0 | 0 | 0 | #DIV/0! | #DIV/0! | 0
0 | 0 | - | 0 | 0 | 0 | 0 | #DIV/0! | #DIV/0! | 0
0 | 0 | - | 0 | 0 | 0 | 0 | #DIV/0! | #DIV/0! | 0
0 | 0 | - | 0 | 0 | 0 | 0 | #DIV/0! | #DIV/0! | 0
0 | 0 | - | 0 | 0 | 0 | 0 | #DIV/0! | #DIV/0! | 0
0 | 0 | - | 0 | 0 | 0 | 0 | #DIV/0! | #DIV/0! | 0
0 | 0 | - | 0 | 0 | 0 | 0 | #DIV/0! | #DIV/0! | 0
0 | 0 | - | 0 | 0 | 0 | 0 | #DIV/0! | #DIV/0! | 0
0 | 0 | - | 0 | 0 | 0 | 0 | #DIV/0! | #DIV/0! | 0
0 | 0 | - | 0 | 0 | 0 | 0 | #DIV/0! | #DIV/0! | 0
0 | 0 | - | 0 | 0 | 0 | 0 | #DIV/0! | #DIV/0! | 0
0 | 0 | - | 0 | 0 | 0 | 0 | #DIV/0! | #DIV/0! | 0
0 | 0 | - | 0 | 0 | 0 | 0 | #DIV/0! | #DIV/0! | 0
0 | 0 | - | 0 | 0 | 0 | 0 | #DIV/0! | #DIV/0! | 0
0 | 0 | - | 0 | 0 | 0 | 0 | #DIV/0! | #DIV/0! | 0
0 | 0 | - | 0 | 0 | 0 | 0 | #DIV/0! | #DIV/0! | 0
0 | 0 | - | 0 | 0 | 0 | 0 | #DIV/0! | #DIV/0! | 0
0 | 0 | - | 0 | 0 | 0 | 0 | #DIV/0! | #DIV/0! | 0
0 | 0 | - | 0 | 0 | 0 | 0 | #DIV/0! | #DIV/0! | 0
0 | 0 | - | 0 | 0 | 0 | 0 | #DIV/0! | #DIV/0! | 0
0 | 0 | - | 0 | 0 | 0 | 0 | #DIV/0! | #DIV/0! | 0
0 | 0 | - | 0 | 0 | 0 | 0 | #DIV/0! | #DIV/0! | 0
0 | 0 | - | 0 | 0 | 0 | 0 | #DIV/0! | #DIV/0! | 0
0 | 0 | - | 0 | 0 | 0 | 0 | #DIV/0! | #DIV/0! | 0
0 | 0 | - | 0 | 0 | 0 | 0 | #DIV/0! | #DIV/0! | 0
0 | 0 | - | 0 | 0 | 0 | 0 | #DIV/0! | #DIV/0! | 0
0 | 0 | - | 0 | 0 | 0 | 0 | #DIV/0! | #DIV/0! | 0
0 | 0 | - | 0 | 0 | 0 | 0 | #DIV/0! | #DIV/0! | 0
0 | 0 | - | 0 | 0 | 0 | 0 | #DIV/0! | #DIV/0! | 0
0 | 0 | - | 0 | 0 | 0 | 0 | #DIV/0! | #DIV/0! | 0
0 | 0 | - | 0 | 0 | 0 | 0 | #DIV/0! | #DIV/0! | 0
0 | 0 | - | 0 | 0 | 0 | 0 | #DIV/0! | #DIV/0! | 0
0 | 0 | - | 0 | 0 | 0 | 0 | #DIV/0! | #DIV/0! | 0
0 | 0 | - | 0 | 0 | 0 | 0 | #DIV/0! | #DIV/0! | 0
0 | 0 | - | 0 | 0 | 0 | 0 | #DIV/0! | #DIV/0! | 0
0 | 0 | - | 0 | 0 | 0 | 0 | #DIV/0! | #DIV/0! | 0
0 | 0 | - | 0 | 0 | 0 | 0 | #DIV/0! | #DIV/0! | 0
0 | 0 | - | 0 | 0 | 0 | 0 | #DIV/0! | #DIV/0! | 0
0 | 0 | - | 0 | 0 | 0 | 0 | #DIV/0! | #DIV/0! | 0
0 | 0 | - | 0 | 0 | 0 | 0 | #DIV/0! | #DIV/0! | 0
0 | 0 | - | 0 | 0 | 0 | 0 | #DIV/0! | #DIV/0! | 0
0 | 0 | - | 0 | 0 | 0 | 0 | #DIV/0! | #DIV/0! | 0
0 | 0 | - | 0 | 0 | 0 | 0 | #DIV/0! | #DIV/0! | 0
0 | 0 | - | 0 | 0 | 0 | 0 | #DIV/0! | #DIV/0! | 0
0 | 0 | - | 0 | 0 | 0 | 0 | #DIV/0! | #DIV/0! | 0
0 | 0 | - | 0 | 0 | 0 | 0 | #DIV/0! | #DIV/0! | 0
0 | 0 | - | 0 | 0 | 0 | 0 | #DIV/0! | #DIV/0! | 0
0 | 0 | - | 0 | 0 | 0 | 0 | #DIV/0! | #DIV/0! | 0
0 | 0 | - | 0 | 0 | 0 | 0 | #DIV/0! | #DIV/0! | 0
0 | 0 | - | 0 | 0 | 0 | 0 | #DIV/0! | #DIV/0! | 0
0 | 0 | - | 0 | 0 | 0 | 0 | #DIV/0! | #DIV/0! | 0
0 | 0 | - | 0 | 0 | 0 | 0 | #DIV/0! | #DIV/0! | 0
0 | 0 | - | 0 | 0 | 0 | 0 | #DIV/0! | #DIV/0! | 0
0 | 0 | - | 0 | 0 | 0 | 0 | #DIV/0! | #DIV/0! | 0
0 | 0 | - | 0 | 0 | 0 | 0 | #DIV/0! | #DIV/0! | 0
0 | 0 | - | 0 | 0 | 0 | 0 | #DIV/0! | #DIV/0! | 0
0 | 0 | - | 0 | 0 | 0 | 0 | #DIV/0! | #DIV/0! | 0
0 | 0 | - | 0 | 0 | 0 | 0 | #DIV/0! | #DIV/0! | 0
0 | 0 | - | 0 | 0 | 0 | 0 | #DIV/0! | #DIV/0! | 0
0 | 0 | - | 0 | 0 | 0 | 0 | #DIV/0! | #DIV/0! | 0
0 | 0 | - | 0 | 0 | 0 | 0 | #DIV/0! | #DIV/0! | 0
0 | 0 | - | 0 | 0 | 0 | 0 | #DIV/0! | #DIV/0! | 0
0 | 0 | - | 0 | 0 | 0 | 0 | #DIV/0! | #DIV/0! | 0
0 | 0 | - | 0 | 0 | 0 | 0 | #DIV/0! | #DIV/0! | 0
0 | 0 | - | 0 | 0 | 0 | 0 | #DIV/0! | #DIV/0! | 0
0 | 0 | - | 0 | 0 | 0 | 0 | #DIV/0! | #DIV/0! | 0
0 | 0 | - | 0 | 0 | 0 | 0 | #DIV/0! | #DIV/0! | 0
0 | 0 | - | 0 | 0 | 0 | 0 | #DIV/0! | #DIV/0! | 0
0 | 0 | - | 0 | 0 | 0 | 0 | #DIV/0! | #DIV/0! | 0
0 | 0 | - | 0 | 0 | 0 | 0 | #DIV/0! | #DIV/0! | 0
0 | 0 | - | 0 | 0 | 0 | 0 | #DIV/0! | #DIV/0! | 0
0 | 0 | - | 0 | 0 | 0 | 0 | #DIV/0! | #DIV/0! | 0
0 | 0 | - | 0 | 0 | 0 | 0 | #DIV/0! | #DIV/0! | 0
0 | 0 | - | 0 | 0 | 0 | 0 | #DIV/0! | #DIV/0! | 0
0 | 0 | - | 0 | 0 | 0 | 0 | #DIV/0! | #DIV/0! | 0
0 | 0 | - | 0 | 0 | 0 | 0 | #DIV/0! | #DIV/0! | 0
0 | 0 | - | 0 | 0 | 0 | 0 | #DIV/0! | #DIV/0! | 0
0 | 0 | - | 0 | 0 | 0 | 0 | #DIV/0! | #DIV/0! | 0
0 | 0 | - | 0 | 0 | 0 | 0 | #DIV/0! | #DIV/0! | 0
0 | 0 | - | 0 | 0 | 0 | 0 | #DIV/0! | #DIV/0! | 0
0 | 0 | - | 0 | 0 | 0 | 0 | #DIV/0! | #DIV/0! | 0
0 | 0 | - | 0 | 0 | 0 | 0 | #DIV/0! | #DIV/0! | 0
0 | 0 | - | 0 | 0 | 0 | 0 | #DIV/0! | #DIV/0! | 0
0 | 0 | - | 0 | 0 | 0 | 0 | #DIV/0! | #DIV/0! | 0
0 | 0 | - | 0 | 0 | 0 | 0 | #DIV/0! | #DIV/0! | 0
0 | 0 | - | 0 | 0 | 0 | 0 | #DIV/0! | #DIV/0! | 0
0 | 0 | - | 0 | 0 | 0 | 0 | #DIV/0! | #DIV/0! | 0
0 | 0 | - | 0 | 0 | 0 | 0 | #DIV/0! | #DIV/0! | 0
0 | 0 | - | 0 | 0 | 0 | 0 | #DIV/0! | #DIV/0! | 0
0 | 0 | - | 0 | 0 | 0 | 0 | #DIV/0! | #DIV/0! | 0
0 | 0 | - | 0 | 0 | 0 | 0 | #DIV/0! | #DIV/0! | 0
0 | 0 | - | 0 | 0 | 0 | 0 | #DIV/0! | #DIV/0! | 0
0 | 0 | - | 0 | 0 | 0 | 0 | #DIV/0! | #DIV/0! | 0
0 | 0 | - | 0 | 0 | 0 | 0 | #DIV/0! | #DIV/0! | 0
0 | 0 | - | 0 | 0 | 0 | 0 | #DIV/0! | #DIV/0! | 0
0 | 0 | - | 0 | 0 | 0 | 0 | #DIV/0! | #DIV/0! | 0
0 | 0 | - | 0 | 0 | 0 | 0 | #DIV/0! | #DIV/0! | 0
0 | 0 | - | 0 | 0 | 0 | 0 | #DIV/0! | #DIV/0! | 0
0 | 0 | - | 0 | 0 | 0 | 0 | #DIV/0! | #DIV/0! | 0
0 | 0 | - | 0 | 0 | 0 | 0 | #DIV/0! | #DIV/0! | 0
0 | 0 | - | 0 | 0 | 0 | 0 | #DIV/0! | #DIV/0! | 0
0 | 0 | - | 0 | 0 | 0 | 0 | #DIV/0! | #DIV/0! | 0
0 | 0 | - | 0 | 0 | 0 | 0 | #DIV/0! | #DIV/0! | 0
0 | 0 | - | 0 | 0 | 0 | 0 | #DIV/0! | #DIV/0! | 0
0 | 0 | - | 0 | 0 | 0 | 0 | #DIV/0! | #DIV/0! | 0
0 | 0 | - | 0 | 0 | 0 | 0 | #DIV/0! | #DIV/0! | 0
0 | 0 | - | 0 | 0 | 0 | 0 | #DIV/0! | #DIV/0! | 0
0 | 0 | - | 0 | 0 | 0 | 0 | #DIV/0! | #DIV/0! | 0
0 | 0 | - | 0 | 0 | 0 | 0 | #DIV/0! | #DIV/0! | 0
0 | 0 | - | 0 | 0 | 0 | 0 | #DIV/0! | #DIV/0! | 0
0 | 0 | - | 0 | 0 | 0 | 0 | #DIV/0! | #DIV/0! | 0
0 | 0 | - | 0 | 0 | 0 | 0 | #DIV/0! | #DIV/0! | 0
0 | 0 | - | 0 | 0 | 0 | 0 | #DIV/0! | #DIV/0! | 0
0 | 0 | - | 0 | 0 | 0 | 0 | #DIV/0! | #DIV/0! | 0
0 | 0 | - | 0 | 0 | 0 | 0 | #DIV/0! | #DIV/0! | 0
0 | 0 | - | 0 | 0 | 0 | 0 | #DIV/0! | #DIV/0! | 0
0 | 0 | - | 0 | 0 | 0 | 0 | #DIV/0! | #DIV/0! | 0
0 | 0 | - | 0 | 0 | 0 | 0 | #DIV/0! | #DIV/0! | 0
0 | 0 | - | 0 | 0 | 0 | 0 | #DIV/0! | #DIV/0! | 0
0 | 0 | - | 0 | 0 | 0 | 0 | #DIV/0! | #DIV/0! | 0
0 | 0 | - | 0 | 0 | 0 | 0 | #DIV/0! | #DIV/0! | 0
0 | 0 | - | 0 | 0 | 0 | 0 | #DIV/0! | #DIV/0! | 0
0 | 0 | - | 0 | 0 | 0 | 0 | #DIV/0! | #DIV/0! | 0
0 | 0 | - | 0 | 0 | 0 | 0 | #DIV/0! | #DIV/0! | 0
0 | 0 | - | 0 | 0 | 0 | 0 | #DIV/0! | #DIV/0! | 0
0 | 0 | - | 0 | 0 | 0 | 0 | #DIV/0! | #DIV/0! | 0
0 | 0 | - | 0 | 0 | 0 | 0 | #DIV/0! | #DIV/0! | 0
0 | 0 | - | 0 | 0 | 0 | 0 | #DIV/0! | #DIV/0! | 0
0 | 0 | - | 0 | 0 | 0 | 0 | #DIV/0! | #DIV/0! | 0
0 | 0 | - | 0 | 0 | 0 | 0 | #DIV/0! | #DIV/0! | 0
0 | 0 | - | 0 | 0 | 0 | 0 | #DIV/0! | #DIV/0! | 0
0 | 0 | - | 0 | 0 | 0 | 0 | #DIV/0! | #DIV/0! | 0
0 | 0 | - | 0 | 0 | 0 | 0 | #DIV/0! | #DIV/0! | 0
0 | 0 | - | 0 | 0 | 0 | 0 | #DIV/0! | #DIV/0! | 0
0 | 0 | - | 0 | 0 | 0 | 0 | #DIV/0! | #DIV/0! | 0
0 | 0 | - | 0 | 0 | 0 | 0 | #DIV/0! | #DIV/0! | 0
0 | 0 | - | 0 | 0 | 0 | 0 | #DIV/0! | #DIV/0! | 0
0 | 0 | - | 0 | 0 | 0 | 0 | #DIV/0! | #DIV/0! | 0
0 | 0 | - | 0 | 0 | 0 | 0 | #DIV/0! | #DIV/0! | 0
0 | 0 | - | 0 | 0 | 0 | 0 | #DIV/0! | #DIV/0! | 0
0 | 0 | - | 0 | 0 | 0 | 0 | #DIV/0! | #DIV/0! | 0
0 | 0 | - | 0 | 0 | 0 | 0 | #DIV/0! | #DIV/0! | 0
0 | 0 | - | 0 | 0 | 0 | 0 | #DIV/0! | #DIV/0! | 0
0 | 0 | - | 0 | 0 | 0 | 0 | #DIV/0! | #DIV/0! | 0
0 | 0 | - | 0 | 0 | 0 | 0 | #DIV/0! | #DIV/0! | 0
0 | 0 | - | 0 | 0 | 0 | 0 | #DIV/0! | #DIV/0! | 0
0 | 0 | - | 0 | 0 | 0 | 0 | #DIV/0! | #DIV/0! | 0
0 | 0 | - | 0 | 0 | 0 | 0 | #DIV/0! | #DIV/0! | 0
0 | 0 | - | 0 | 0 | 0 | 0 | #DIV/0! | #DIV/0! | 0
0 | 0 | - | 0 | 0 | 0 | 0 | #DIV/0! | #DIV/0! | 0
0 | 0 | - | 0 | 0 | 0 | 0 | #DIV/0! | #DIV/0! | 0
0 | 0 | - | 0 | 0 | 0 | 0 | #DIV/0! | #DIV/0! | 0
0 | 0 | - | 0 | 0 | 0 | 0 | #DIV/0! | #DIV/0! | 0
0 | 0 | - | 0 | 0 | 0 | 0 | #DIV/0! | #DIV/0! | 0
0 | 0 | - | 0 | 0 | 0 | 0 | #DIV/0! | #DIV/0! | 0
0 | 0 | - | 0 | 0 | 0 | 0 | #DIV/0! | #DIV/0! | 0
0 | 0 | - | 0 | 0 | 0 | 0 | #DIV/0! | #DIV/0! | 0
0 | 0 | - | 0 | 0 | 0 | 0 | #DIV/0! | #DIV/0! | 0
0 | 0 | - | 0 | 0 | 0 | 0 | #DIV/0! | #DIV/0! | 0
0 | 0 | - | 0 | 0 | 0 | 0 | #DIV/0! | #DIV/0! | 0
0 | 0 | - | 0 | 0 | 0 | 0 | #DIV/0! | #DIV/0! | 0
0 | 0 | - | 0 | 0 | 0 | 0 | #DIV/0! | #DIV/0! | 0
0 | 0 | - | 0 | 0 | 0 | 0 | #DIV/0! | #DIV/0! | 0
0 | 0 | - | 0 | 0 | 0 | 0 | #DIV/0! | #DIV/0! | 0
0 | 0 | - | 0 | 0 | 0 | 0 | #DIV/0! | #DIV/0! | 0
0 | 0 | - | 0 | 0 | 0 | 0 | #DIV/0! | #DIV/0! | 0
0 | 0 | - | 0 | 0 | 0 | 0 | #DIV/0! | #DIV/0! | 0
0 | 0 | - | 0 | 0 | 0 | 0 | #DIV/0! | #DIV/0! | 0
0 | 0 | - | 0 | 0 | 0 | 0 | #DIV/0! | #DIV/0! | 0
0 | 0 | - | 0 | 0 | 0 | 0 | #DIV/0! | #DIV/0! | 0
0 | 0 | - | 0 | 0 | 0 | 0 | #DIV/0! | #DIV/0! | 0
0 | 0 | - | 0 | 0 | 0 | 0 | #DIV/0! | #DIV/0! | 0
0 | 0 | - | 0 | 0 | 0 | 0 | #DIV/0! | #DIV/0! | 0
0 | 0 | - | 0 | 0 | 0 | 0 | #DIV/0! | #DIV/0! | 0
0 | 0 | - | 0 | 0 | 0 | 0 | #DIV/0! | #DIV/0! | 0
0 | 0 | - | 0 | 0 | 0 | 0 | #DIV/0! | #DIV/0! | 0
0 | 0 | - | 0 | 0 | 0 | 0 | #DIV/0! | #DIV/0! | 0
0 | 0 | - | 0 | 0 | 0 | 0 | #DIV/0! | #DIV/0! | 0
0 | 0 | - | 0 | 0 | 0 | 0 | #DIV/0! | #DIV/0! | 0
0 | 0 | - | 0 | 0 | 0 | 0 | #DIV/0! | #DIV/0! | 0
0 | 0 | - | 0 | 0 | 0 | 0 | #DIV/0! | #DIV/0! | 0
0 | 0 | - | 0 | 0 | 0 | 0 | #DIV/0! | #DIV/0! | 0
0 | 0 | - | 0 | 0 | 0 | 0 | #DIV/0! | #DIV/0! | 0
0 | 0 | - | 0 | 0 | 0 | 0 | #DIV/0! | #DIV/0! | 0
0 | 0 | - | 0 | 0 | 0 | 0 | #DIV/0! | #DIV/0! | 0
0 | 0 | - | 0 | 0 | 0 | 0 | #DIV/0! | #DIV/0! | 0
0 | 0 | - | 0 | 0 | 0 | 0 | #DIV/0! | #DIV/0! | 0
0 | 0 | - | 0 | 0 | 0 | 0 | #DIV/0! | #DIV/0! | 0
0 | 0 | - | 0 | 0 | 0 | 0 | #DIV/0! | #DIV/0! | 0
0 | 0 | - | 0 | 0 | 0 | 0 | #DIV/0! | #DIV/0! | 0
0 | 0 | - | 0 | 0 | 0 | 0 | #DIV/0! | #DIV/0! | 0
0 | 0 | - | 0 | 0 | 0 | 0 | #DIV/0! | #DIV/0! | 0
0 | 0 | - | 0 | 0 | 0 | 0 | #DIV/0! | #DIV/0! | 0
0 | 0 | - | 0 | 0 | 0 | 0 | #DIV/0! | #DIV/0! | 0
0 | 0 | - | 0 | 0 | 0 | 0 | #DIV/0! | #DIV/0! | 0
0 | 0 | - | 0 | 0 | 0 | 0 | #DIV/0! | #DIV/0! | 0
0 | 0 | - | 0 | 0 | 0 | 0 | #DIV/0! | #DIV/0! | 0
0 | 0 | - | 0 | 0 | 0 | 0 | #DIV/0! | #DIV/0! | 0
0 | 0 | - | 0 | 0 | 0 | 0 | #DIV/0! | #DIV/0! | 0
0 | 0 | - | 0 | 0 | 0 | 0 | #DIV/0! | #DIV/0! | 0
0 | 0 | - | 0 | 0 | 0 | 0 | #DIV/0! | #DIV/0! | 0
0 | 0 | - | 0 | 0 | 0 | 0 | #DIV/0! | #DIV/0! | 0
0 | 0 | - | 0 | 0 | 0 | 0 | #DIV/0! | #DIV/0! | 0
0 | 0 | - | 0 | 0 | 0 | 0 | #DIV/0! | #DIV/0! | 0
0 | 0 | - | 0 | 0 | 0 | 0 | #DIV/0! | #DIV/0! | 0
0 | 0 | - | 0 | 0 | 0 | 0 | #DIV/0! | #DIV/0! | 0
0 | 0 | - | 0 | 0 | 0 | 0 | #DIV/0! | #DIV/0! | 0
0 | 0 | - | 0 | 0 | 0 | 0 | #DIV/0! | #DIV/0! | 0
0 | 0 | - | 0 | 0 | 0 | 0 | #DIV/0! | #DIV/0! | 0
0 | 0 | - | 0 | 0 | 0 | 0 | #DIV/0! | #DIV/0! | 0
0 | 0 | - | 0 | 0 | 0 | 0 | #DIV/0! | #DIV/0! | 0
0 | 0 | - | 0 | 0 | 0 | 0 | #DIV/0! | #DIV/0! | 0
0 | 0 | - | 0 | 0 | 0 | 0 | #DIV/0! | #DIV/0! | 0
0 | 0 | - | 0 | 0 | 0 | 0 | #DIV/0! | #DIV/0! | 0
0 | 0 | - | 0 | 0 | 0 | 0 | #DIV/0! | #DIV/0! | 0
0 | 0 | - | 0 | 0 | 0 | 0 | #DIV/0! | #DIV/0! | 0
0 | 0 | - | 0 | 0 | 0 | 0 | #DIV/0! | #DIV/0! | 0
0 | 0 | - | 0 | 0 | 0 | 0 | #DIV/0! | #DIV/0! | 0
0 | 0 | - | 0 | 0 | 0 | 0 | #DIV/0! | #DIV/0! | 0
0 | 0 | - | 0 | 0 | 0 | 0 | #DIV/0! | #DIV/0! | 0
0 | 0 | - | 0 | 0 | 0 | 0 | #DIV/0! | #DIV/0! | 0
0 | 0 | - | 0 | 0 | 0 | 0 | #DIV/0! | #DIV/0! | 0
0 | 0 | - | 0 | 0 | 0 | 0 | #DIV/0! | #DIV/0! | 0
0 | 0 | - | 0 | 0 | 0 | 0 | #DIV/0! | #DIV/0! | 0
0 | 0 | - | 0 | 0 | 0 | 0 | #DIV/0! | #DIV/0! | 0
0 | 0 | - | 0 | 0 | 0 | 0 | #DIV/0! | #DIV/0! | 0
0 | 0 | - | 0 | 0 | 0 | 0 | #DIV/0! | #DIV/0! | 0
0 | 0 | - | 0 | 0 | 0 | 0 | #DIV/0! | #DIV/0! | 0
0 | 0 | - | 0 | 0 | 0 | 0 | #DIV/0! | #DIV/0! | 0
0 | 0 | - | 0 | 0 | 0 | 0 | #DIV/0! | #DIV/0! | 0
0 | 0 | - | 0 | 0 | 0 | 0 | #DIV/0! | #DIV/0! | 0
0 | 0 | - | 0 | 0 | 0 | 0 | #DIV/0! | #DIV/0! | 0
0 | 0 | - | 0 | 0 | 0 | 0 | #DIV/0! | #DIV/0! | 0
0 | 0 | - | 0 | 0 | 0 | 0 | #DIV/0! | #DIV/0! | 0
0 | 0 | - | 0 | 0 | 0 | 0 | #DIV/0! | #DIV/0! | 0
0 | 0 | - | 0 | 0 | 0 | 0 | #DIV/0! | #DIV/0! | 0
0 | 0 | - | 0 | 0 | 0 | 0 | #DIV/0! | #DIV/0! | 0
0 | 0 | - | 0 | 0 | 0 | 0 | #DIV/0! | #DIV/0! | 0
0 | 0 | - | 0 | 0 | 0 | 0 | #DIV/0! | #DIV/0! | 0
0 | 0 | - | 0 | 0 | 0 | 0 | #DIV/0! | #DIV/0! | 0
0 | 0 | - | 0 | 0 | 0 | 0 | #DIV/0! | #DIV/0! | 0
0 | 0 | - | 0 | 0 | 0 | 0 | #DIV/0! | #DIV/0! | 0
0 | 0 | - | 0 | 0 | 0 | 0 | #DIV/0! | #DIV/0! | 0
0 | 0 | - | 0 | 0 | 0 | 0 | #DIV/0! | #DIV/0! | 0
0 | 0 | - | 0 | 0 | 0 | 0 | #DIV/0! | #DIV/0! | 0
0 | 0 | - | 0 | 0 | 0 | 0 | #DIV/0! | #DIV/0! | 0
0 | 0 | - | 0 | 0 | 0 | 0 | #DIV/0! | #DIV/0! | 0
0 | 0 | - | 0 | 0 | 0 | 0 | #DIV/0! | #DIV/0! | 0
0 | 0 | - | 0 | 0 | 0 | 0 | #DIV/0! | #DIV/0! | 0
0 | 0 | - | 0 | 0 | 0 | 0 | #DIV/0! | #DIV/0! | 0
0 | 0 | - | 0 | 0 | 0 | 0 | #DIV/0! | #DIV/0! | 0
0 | 0 | - | 0 | 0 | 0 | 0 | #DIV/0! | #DIV/0! | 0
0 | 0 | - | 0 | 0 | 0 | 0 | #DIV/0! | #DIV/0! | 0
0 | 0 | - | 0 | 0 | 0 | 0 | #DIV/0! | #DIV/0! | 0
0 | 0 | - | 0 | 0 | 0 | 0 | #DIV/0! | #DIV/0! | 0
0 | 0 | - | 0 | 0 | 0 | 0 | #DIV/0! | #DIV/0! | 0
0 | 0 | - | 0 | 0 | 0 | 0 | #DIV/0! | #DIV/0! | 0
0 | 0 | - | 0 | 0 | 0 | 0 | #DIV/0! | #DIV/0! | 0
0 | 0 | - | 0 | 0 | 0 | 0 | #DIV/0! | #DIV/0! | 0
0 | 0 | - | 0 | 0 | 0 | 0 | #DIV/0! | #DIV/0! | 0
0 | 0 | - | 0 | 0 | 0 | 0 | #DIV/0! | #DIV/0! | 0
0 | 0 | - | 0 | 0 | 0 | 0 | #DIV/0! | #DIV/0! | 0
0 | 0 | - | 0 | 0 | 0 | 0 | #DIV/0! | #DIV/0! | 0
0 | 0 | - | 0 | 0 | 0 | 0 | #DIV/0! | #DIV/0! | 0
0 | 0 | - | 0 | 0 | 0 | 0 | #DIV/0! | #DIV/0! | 0
0 | 0 | - | 0 | 0 | 0 | 0 | #DIV/0! | #DIV/0! | 0
0 | 0 | - | 0 | 0 | 0 | 0 | #DIV/0! | #DIV/0! | 0
0 | 0 | - | 0 | 0 | 0 | 0 | #DIV/0! | #DIV/0! | 0
0 | 0 | - | 0 | 0 | 0 | 0 | #DIV/0! | #DIV/0! | 0
0 | 0 | - | 0 | 0 | 0 | 0 | #DIV/0! | #DIV/0! | 0
0 | 0 | - | 0 | 0 | 0 | 0 | #DIV/0! | #DIV/0! | 0
0 | 0 | - | 0 | 0 | 0 | 0 | #DIV/0! | #DIV/0! | 0
0 | 0 | - | 0 | 0 | 0 | 0 | #DIV/0! | #DIV/0! | 0
0 | 0 | - | 0 | 0 | 0 | 0 | #DIV/0! | #DIV/0! | 0
0 | 0 | - | 0 | 0 | 0 | 0 | #DIV/0! | #DIV/0! | 0
0 | 0 | - | 0 | 0 | 0 | 0 | #DIV/0! | #DIV/0! | 0
0 | 0 | - | 0 | 0 | 0 | 0 | #DIV/0! | #DIV/0! | 0
0 | 0 | - | 0 | 0 | 0 | 0 | #DIV/0! | #DIV/0! | 0
0 | 0 | - | 0 | 0 | 0 | 0 | #DIV/0! | #DIV/0! | 0
0 | 0 | - | 0 | 0 | 0 | 0 | #DIV/0! | #DIV/0! | 0
0 | 0 | - | 0 | 0 | 0 | 0 | #DIV/0! | #DIV/0! | 0
0 | 0 | - | 0 | 0 | 0 | 0 | #DIV/0! | #DIV/0! | 0
0 | 0 | - | 0 | 0 | 0 | 0 | #DIV/0! | #DIV/0! | 0
0 | 0 | - | 0 | 0 | 0 | 0 | #DIV/0! | #DIV/0! | 0
0 | 0 | - | 0 | 0 | 0 | 0 | #DIV/0! | #DIV/0! | 0
0 | 0 | - | 0 | 0 | 0 | 0 | #DIV/0! | #DIV/0! | 0
0 | 0 | - | 0 | 0 | 0 | 0 | #DIV/0! | #DIV/0! | 0
0 | 0 | - | 0 | 0 | 0 | 0 | #DIV/0! | #DIV/0! | 0
0 | 0 | - | 0 | 0 | 0 | 0 | #DIV/0! | #DIV/0! | 0
0 | 0 | - | 0 | 0 | 0 | 0 | #DIV/0! | #DIV/0! | 0
0 | 0 | - | 0 | 0 | 0 | 0 | #DIV/0! | #DIV/0! | 0
0 | 0 | - | 0 | 0 | 0 | 0 | #DIV/0! | #DIV/0! | 0
0 | 0 | - | 0 | 0 | 0 | 0 | #DIV/0! | #DIV/0! | 0
0 | 0 | - | 0 | 0 | 0 | 0 | #DIV/0! | #DIV/0! | 0
0 | 0 | - | 0 | 0 | 0 | 0 | #DIV/0! | #DIV/0! | 0
0 | 0 | - | 0 | 0 | 0 | 0 | #DIV/0! | #DIV/0! | 0
0 | 0 | - | 0 | 0 | 0 | 0 | #DIV/0! | #DIV/0! | 0
0 | 0 | - | 0 | 0 | 0 | 0 | #DIV/0! | #DIV/0! | 0
0 | 0 | - | 0 | 0 | 0 | 0 | #DIV/0! | #DIV/0! | 0
0 | 0 | - | 0 | 0 | 0 | 0 | #DIV/0! | #DIV/0! | 0
0 | 0 | - | 0 | 0 | 0 | 0 | #DIV/0! | #DIV/0! | 0
0 | 0 | - | 0 | 0 | 0 | 0 | #DIV/0! | #DIV/0! | 0
0 | 0 | - | 0 | 0 | 0 | 0 | #DIV/0! | #DIV/0! | 0
0 | 0 | - | 0 | 0 | 0 | 0 | #DIV/0! | #DIV/0! | 0
0 | 0 | - | 0 | 0 | 0 | 0 | #DIV/0! | #DIV/0! | 0
0 | 0 | - | 0 | 0 | 0 | 0 | #DIV/0! | #DIV/0! | 0
0 | 0 | - | 0 | 0 | 0 | 0 | #DIV/0! | #DIV/0! | 0
0 | 0 | - | 0 | 0 | 0 | 0 | #DIV/0! | #DIV/0! | 0
0 | 0 | - | 0 | 0 | 0 | 0 | #DIV/0! | #DIV/0! | 0
0 | 0 | - | 0 | 0 | 0 | 0 | #DIV/0! | #DIV/0! | 0
0 | 0 | - | 0 | 0 | 0 | 0 | #DIV/0! | #DIV/0! | 0
0 | 0 | - | 0 | 0 | 0 | 0 | #DIV/0! | #DIV/0! | 0
0 | 0 | - | 0 | 0 | 0 | 0 | #DIV/0! | #DIV/0! | 0
0 | 0 | - | 0 | 0 | 0 | 0 | #DIV/0! | #DIV/0! | 0
0 | 0 | - | 0 | 0 | 0 | 0 | #DIV/0! | #DIV/0! | 0
0 | 0 | - | 0 | 0 | 0 | 0 | #DIV/0! | #DIV/0! | 0
0 | 0 | - | 0 | 0 | 0 | 0 | #DIV/0! | #DIV/0! | 0
0 | 0 | - | 0 | 0 | 0 | 0 | #DIV/0! | #DIV/0! | 0
0 | 0 | - | 0 | 0 | 0 | 0 | #DIV/0! | #DIV/0! | 0
0 | 0 | - | 0 | 0 | 0 | 0 | #DIV/0! | #DIV/0! | 0
0 | 0 | - | 0 | 0 | 0 | 0 | #DIV/0! | #DIV/0! | 0
0 | 0 | - | 0 | 0 | 0 | 0 | #DIV/0! | #DIV/0! | 0
0 | 0 | - | 0 | 0 | 0 | 0 | #DIV/0! | #DIV/0! | 0
0 | 0 | - | 0 | 0 | 0 | 0 | #DIV/0! | #DIV/0! | 0
0 | 0 | - | 0 | 0 | 0 | 0 | #DIV/0! | #DIV/0! | 0
0 | 0 | - | 0 | 0 | 0 | 0 | #DIV/0! | #DIV/0! | 0
0 | 0 | - | 0 | 0 | 0 | 0 | #DIV/0! | #DIV/0! | 0
0 | 0 | - | 0 | 0 | 0 | 0 | #DIV/0! | #DIV/0! | 0
0 | 0 | - | 0 | 0 | 0 | 0 | #DIV/0! | #DIV/0! | 0
0 | 0 | - | 0 | 0 | 0 | 0 | #DIV/0! | #DIV/0! | 0
0 | 0 | - | 0 | 0 | 0 | 0 | #DIV/0! | #DIV/0! | 0
0 | 0 | - | 0 | 0 | 0 | 0 | #DIV/0! | #DIV/0! | 0
0 | 0 | - | 0 | 0 | 0 | 0 | #DIV/0! | #DIV/0! | 0
0 | 0 | - | 0 | 0 | 0 | 0 | #DIV/0! | #DIV/0! | 0
0 | 0 | - | 0 | 0 | 0 | 0 | #DIV/0! | #DIV/0! | 0
0 | 0 | - | 0 | 0 | 0 | 0 | #DIV/0! | #DIV/0! | 0
0 | 0 | - | 0 | 0 | 0 | 0 | #DIV/0! | #DIV/0! | 0
0 | 0 | - | 0 | 0 | 0 | 0 | #DIV/0! | #DIV/0! | 0
0 | 0 | - | 0 | 0 | 0 | 0 | #DIV/0! | #DIV/0! | 0
0 | 0 | - | 0 | 0 | 0 | 0 | #DIV/0! | #DIV/0! | 0
0 | 0 | - | 0 | 0 | 0 | 0 | #DIV/0! | #DIV/0! | 0
0 | 0 | - | 0 | 0 | 0 | 0 | #DIV/0! | #DIV/0! | 0
0 | 0 | - | 0 | 0 | 0 | 0 | #DIV/0! | #DIV/0! | 0
0 | 0 | - | 0 | 0 | 0 | 0 | #DIV/0! | #DIV/0! | 0
0 | 0 | - | 0 | 0 | 0 | 0 | #DIV/0! | #DIV/0! | 0
0 | 0 | - | 0 | 0 | 0 | 0 | #DIV/0! | #DIV/0! | 0
0 | 0 | - | 0 | 0 | 0 | 0 | #DIV/0! | #DIV/0! | 0
0 | 0 | - | 0 | 0 | 0 | 0 | #DIV/0! | #DIV/0! | 0
0 | 0 | - | 0 | 0 | 0 | 0 | #DIV/0! | #DIV/0! | 0
0 | 0 | - | 0 | 0 | 0 | 0 | #DIV/0! | #DIV/0! | 0
0 | 0 | - | 0 | 0 | 0 | 0 | #DIV/0! | #DIV/0! | 0
0 | 0 | - | 0 | 0 | 0 | 0 | #DIV/0! | #DIV/0! | 0
0 | 0 | - | 0 | 0 | 0 | 0 | #DIV/0! | #DIV/0! | 0
0 | 0 | - | 0 | 0 | 0 | 0 | #DIV/0! | #DIV/0! | 0
0 | 0 | - | 0 | 0 | 0 | 0 | #DIV/0! | #DIV/0! | 0
0 | 0 | - | 0 | 0 | 0 | 0 | #DIV/0! | #DIV/0! | 0
0 | 0 | - | 0 | 0 | 0 | 0 | #DIV/0! | #DIV/0! | 0
0 | 0 | - | 0 | 0 | 0 | 0 | #DIV/0! | #DIV/0! | 0
0 | 0 | - | 0 | 0 | 0 | 0 | #DIV/0! | #DIV/0! | 0
0 | 0 | - | 0 | 0 | 0 | 0 | #DIV/0! | #DIV/0! | 0
0 | 0 | - | 0 | 0 | 0 | 0 | #DIV/0! | #DIV/0! | 0
0 | 0 | - | 0 | 0 | 0 | 0 | #DIV/0! | #DIV/0! | 0
0 | 0 | - | 0 | 0 | 0 | 0 | #DIV/0! | #DIV/0! | 0
0 | 0 | - | 0 | 0 | 0 | 0 | #DIV/0! | #DIV/0! | 0
0 | 0 | - | 0 | 0 | 0 | 0 | #DIV/0! | #DIV/0! | 0
0 | 0 | - | 0 | 0 | 0 | 0 | #DIV/0! | #DIV/0! | 0
0 | 0 | - | 0 | 0 | 0 | 0 | #DIV/0! | #DIV/0! | 0
0 | 0 | - | 0 | 0 | 0 | 0 | #DIV/0! | #DIV/0! | 0
0 | 0 | - | 0 | 0 | 0 | 0 | #DIV/0! | #DIV/0! | 0
0 | 0 | - | 0 | 0 | 0 | 0 | #DIV/0! | #DIV/0! | 0
0 | 0 | - | 0 | 0 | 0 | 0 | #DIV/0! | #DIV/0! | 0
0 | 0 | - | 0 | 0 | 0 | 0 | #DIV/0! | #DIV/0! | 0
0 | 0 | - | 0 | 0 | 0 | 0 | #DIV/0! | #DIV/0! | 0
0 | 0 | - | 0 | 0 | 0 | 0 | #DIV/0! | #DIV/0! | 0
0 | 0 | - | 0 | 0 | 0 | 0 | #DIV/0! | #DIV/0! | 0
0 | 0 | - | 0 | 0 | 0 | 0 | #DIV/0! | #DIV/0! | 0
0 | 0 | - | 0 | 0 | 0 | 0 | #DIV/0! | #DIV/0! | 0
0 | 0 | - | 0 | 0 | 0 | 0 | #DIV/0! | #DIV/0! | 0
0 | 0 | - | 0 | 0 | 0 | 0 | #DIV/0! | #DIV/0! | 0
0 | 0 | - | 0 | 0 | 0 | 0 | #DIV/0! | #DIV/0! | 0
0 | 0 | - | 0 | 0 | 0 | 0 | #DIV/0! | #DIV/0! | 0
0 | 0 | - | 0 | 0 | 0 | 0 | #DIV/0! | #DIV/0! | 0
0 | 0 | - | 0 | 0 | 0 | 0 | #DIV/0! | #DIV/0! | 0
0 | 0 | - | 0 | 0 | 0 | 0 | #DIV/0! | #DIV/0! | 0
0 | 0 | - | 0 | 0 | 0 | 0 | #DIV/0! | #DIV/0! | 0
0 | 0 | - | 0 | 0 | 0 | 0 | #DIV/0! | #DIV/0! | 0
0 | 0 | - | 0 | 0 | 0 | 0 | #DIV/0! | #DIV/0! | 0
0 | 0 | - | 0 | 0 | 0 | 0 | #DIV/0! | #DIV/0! | 0
0 | 0 | - | 0 | 0 | 0 | 0 | #DIV/0! | #DIV/0! | 0
0 | 0 | - | 0 | 0 | 0 | 0 | #DIV/0! | #DIV/0! | 0
0 | 0 | - | 0 | 0 | 0 | 0 | #DIV/0! | #DIV/0! | 0
0 | 0 | - | 0 | 0 | 0 | 0 | #DIV/0! | #DIV/0! | 0
0 | 0 | - | 0 | 0 | 0 | 0 | #DIV/0! | #DIV/0! | 0
0 | 0 | - | 0 | 0 | 0 | 0 | #DIV/0! | #DIV/0! | 0
0 | 0 | - | 0 | 0 | 0 | 0 | #DIV/0! | #DIV/0! | 0
0 | 0 | - | 0 | 0 | 0 | 0 | #DIV/0! | #DIV/0! | 0
0 | 0 | - | 0 | 0 | 0 | 0 | #DIV/0! | #DIV/0! | 0
0 | 0 | - | 0 | 0 | 0 | 0 | #DIV/0! | #DIV/0! | 0
0 | 0 | - | 0 | 0 | 0 | 0 | #DIV/0! | #DIV/0! | 0
0 | 0 | - | 0 | 0 | 0 | 0 | #DIV/0! | #DIV/0! | 0
0 | 0 | - | 0 | 0 | 0 | 0 | #DIV/0! | #DIV/0! | 0
0 | 0 | - | 0 | 0 | 0 | 0 | #DIV/0! | #DIV/0! | 0
0 | 0 | - | 0 | 0 | 0 | 0 | #DIV/0! | #DIV/0! | 0
0 | 0 | - | 0 | 0 | 0 | 0 | #DIV/0! | #DIV/0! | 0
0 | 0 | - | 0 | 0 | 0 | 0 | #DIV/0! | #DIV/0! | 0
0 | 0 | - | 0 | 0 | 0 | 0 | #DIV/0! | #DIV/0! | 0
0 | 0 | - | 0 | 0 | 0 | 0 | #DIV/0! | #DIV/0! | 0
0 | 0 | - | 0 | 0 | 0 | 0 | #DIV/0! | #DIV/0! | 0
0 | 0 | - | 0 | 0 | 0 | 0 | #DIV/0! | #DIV/0! | 0
0 | 0 | - | 0 | 0 | 0 | 0 | #DIV/0! | #DIV/0! | 0
0 | 0 | - | 0 | 0 | 0 | 0 | #DIV/0! | #DIV/0! | 0
0 | 0 | - | 0 | 0 | 0 | 0 | #DIV/0! | #DIV/0! | 0
0 | 0 | - | 0 | 0 | 0 | 0 | #DIV/0! | #DIV/0! | 0
0 | 0 | - | 0 | 0 | 0 | 0 | #DIV/0! | #DIV/0! | 0
0 | 0 | - | 0 | 0 | 0 | 0 | #DIV/0! | #DIV/0! | 0
0 | 0 | - | 0 | 0 | 0 | 0 | #DIV/0! | #DIV/0! | 0
0 | 0 | - | 0 | 0 | 0 | 0 | #DIV/0! | #DIV/0! | 0
0 | 0 | - | 0 | 0 | 0 | 0 | #DIV/0! | #DIV/0! | 0
0 | 0 | - | 0 | 0 | 0 | 0 | #DIV/0! | #DIV/0! | 0
0 | 0 | - | 0 | 0 | 0 | 0 | #DIV/0! | #DIV/0! | 0
0 | 0 | - | 0 | 0 | 0 | 0 | #DIV/0! | #DIV/0! | 0
0 | 0 | - | 0 | 0 | 0 | 0 | #DIV/0! | #DIV/0! | 0
0 | 0 | - | 0 | 0 | 0 | 0 | #DIV/0! | #DIV/0! | 0
0 | 0 | - | 0 | 0 | 0 | 0 | #DIV/0! | #DIV/0! | 0
0 | 0 | - | 0 | 0 | 0 | 0 | #DIV/0! | #DIV/0! | 0
0 | 0 | - | 0 | 0 | 0 | 0 | #DIV/0! | #DIV/0! | 0
0 | 0 | - | 0 | 0 | 0 | 0 | #DIV/0! | #DIV/0! | 0
0 | 0 | - | 0 | 0 | 0 | 0 | #DIV/0! | #DIV/0! | 0
0 | 0 | - | 0 | 0 | 0 | 0 | #DIV/0! | #DIV/0! | 0
0 | 0 | - | 0 | 0 | 0 | 0 | #DIV/0! | #DIV/0! | 0
0 | 0 | - | 0 | 0 | 0 | 0 | #DIV/0! | #DIV/0! | 0
0 | 0 | - | 0 | 0 | 0 | 0 | #DIV/0! | #DIV/0! | 0
0 | 0 | - | 0 | 0 | 0 | 0 | #DIV/0! | #DIV/0! | 0
0 | 0 | - | 0 | 0 | 0 | 0 | #DIV/0! | #DIV/0! | 0
0 | 0 | - | 0 | 0 | 0 | 0 | #DIV/0! | #DIV/0! | 0
0 | 0 | - | 0 | 0 | 0 | 0 | #DIV/0! | #DIV/0! | 0
0 | 0 | - | 0 | 0 | 0 | 0 | #DIV/0! | #DIV/0! | 0
0 | 0 | - | 0 | 0 | 0 | 0 | #DIV/0! | #DIV/0! | 0
0 | 0 | - | 0 | 0 | 0 | 0 | #DIV/0! | #DIV/0! | 0
0 | 0 | - | 0 | 0 | 0 | 0 | #DIV/0! | #DIV/0! | 0
0 | 0 | - | 0 | 0 | 0 | 0 | #DIV/0! | #DIV/0! | 0
0 | 0 | - | 0 | 0 | 0 | 0 | #DIV/0! | #DIV/0! | 0
0 | 0 | - | 0 | 0 | 0 | 0 | #DIV/0! | #DIV/0! | 0
0 | 0 | - | 0 | 0 | 0 | 0 | #DIV/0! | #DIV/0! | 0
0 | 0 | - | 0 | 0 | 0 | 0 | #DIV/0! | #DIV/0! | 0
0 | 0 | - | 0 | 0 | 0 | 0 | #DIV/0! | #DIV/0! | 0
0 | 0 | - | 0 | 0 | 0 | 0 | #DIV/0! | #DIV/0! | 0
0 | 0 | - | 0 | 0 | 0 | 0 | #DIV/0! | #DIV/0! | 0
0 | 0 | - | 0 | 0 | 0 | 0 | #DIV/0! | #DIV/0! | 0
0 | 0 | - | 0 | 0 | 0 | 0 | #DIV/0! | #DIV/0! | 0
0 | 0 | - | 0 | 0 | 0 | 0 | #DIV/0! | #DIV/0! | 0
0 | 0 | - | 0 | 0 | 0 | 0 | #DIV/0! | #DIV/0! | 0
0 | 0 | - | 0 | 0 | 0 | 0 | #DIV/0! | #DIV/0! | 0
0 | 0 | - | 0 | 0 | 0 | 0 | #DIV/0! | #DIV/0! | 0
0 | 0 | - | 0 | 0 | 0 | 0 | #DIV/0! | #DIV/0! | 0
0 | 0 | - | 0 | 0 | 0 | 0 | #DIV/0! | #DIV/0! | 0
0 | 0 | - | 0 | 0 | 0 | 0 | #DIV/0! | #DIV/0! | 0
0 | 0 | - | 0 | 0 | 0 | 0 | #DIV/0! | #DIV/0! | 0
0 | 0 | - | 0 | 0 | 0 | 0 | #DIV/0! | #DIV/0! | 0
0 | 0 | - | 0 | 0 | 0 | 0 | #DIV/0! | #DIV/0! | 0
0 | 0 | - | 0 | 0 | 0 | 0 | #DIV/0! | #DIV/0! | 0
0 | 0 | - | 0 | 0 | 0 | 0 | #DIV/0! | #DIV/0! | 0
0 | 0 | - | 0 | 0 | 0 | 0 | #DIV/0! | #DIV/0! | 0
0 | 0 | - | 0 | 0 | 0 | 0 | #DIV/0! | #DIV/0! | 0
0 | 0 | - | 0 | 0 | 0 | 0 | #DIV/0! | #DIV/0! | 0
0 | 0 | - | 0 | 0 | 0 | 0 | #DIV/0! | #DIV/0! | 0
0 | 0 | - | 0 | 0 | 0 | 0 | #DIV/0! | #DIV/0! | 0
0 | 0 | - | 0 | 0 | 0 | 0 | #DIV/0! | #DIV/0! | 0
0 | 0 | - | 0 | 0 | 0 | 0 | #DIV/0! | #DIV/0! | 0
0 | 0 | - | 0 | 0 | 0 | 0 | #DIV/0! | #DIV/0! | 0
0 | 0 | - | 0 | 0 | 0 | 0 | #DIV/0! | #DIV/0! | 0
0 | 0 | - | 0 | 0 | 0 | 0 | #DIV/0! | #DIV/0! | 0
0 | 0 | - | 0 | 0 | 0 | 0 | #DIV/0! | #DIV/0! | 0
0 | 0 | - | 0 | 0 | 0 | 0 | #DIV/0! | #DIV/0! | 0
0 | 0 | - | 0 | 0 | 0 | 0 | #DIV/0! | #DIV/0! | 0
0 | 0 | - | 0 | 0 | 0 | 0 | #DIV/0! | #DIV/0! | 0
0 | 0 | - | 0 | 0 | 0 | 0 | #DIV/0! | #DIV/0! | 0
0 | 0 | - | 0 | 0 | 0 | 0 | #DIV/0! | #DIV/0! | 0
0 | 0 | - | 0 | 0 | 0 | 0 | #DIV/0! | #DIV/0! | 0
0 | 0 | - | 0 | 0 | 0 | 0 | #DIV/0! | #DIV/0! | 0
0 | 0 | - | 0 | 0 | 0 | 0 | #DIV/0! | #DIV/0! | 0
0 | 0 | - | 0 | 0 | 0 | 0 | #DIV/0! | #DIV/0! | 0
0 | 0 | - | 0 | 0 | 0 | 0 | #DIV/0! | #DIV/0! | 0
0 | 0 | - | 0 | 0 | 0 | 0 | #DIV/0! | #DIV/0! | 0
0 | 0 | - | 0 | 0 | 0 | 0 | #DIV/0! | #DIV/0! | 0
0 | 0 | - | 0 | 0 | 0 | 0 | #DIV/0! | #DIV/0! | 0
0 | 0 | - | 0 | 0 | 0 | 0 | #DIV/0! | #DIV/0! | 0
0 | 0 | - | 0 | 0 | 0 | 0 | #DIV/0! | #DIV/0! | 0
0 | 0 | - | 0 | 0 | 0 | 0 | #DIV/0! | #DIV/0! | 0
0 | 0 | - | 0 | 0 | 0 | 0 | #DIV/0! | #DIV/0! | 0
0 | 0 | - | 0 | 0 | 0 | 0 | #DIV/0! | #DIV/0! | 0
0 | 0 | - | 0 | 0 | 0 | 0 | #DIV/0! | #DIV/0! | 0
0 | 0 | - | 0 | 0 | 0 | 0 | #DIV/0! | #DIV/0! | 0
0 | 0 | - | 0 | 0 | 0 | 0 | #DIV/0! | #DIV/0! | 0
0 | 0 | - | 0 | 0 | 0 | 0 | #DIV/0! | #DIV/0! | 0
0 | 0 | - | 0 | 0 | 0 | 0 | #DIV/0! | #DIV/0! | 0
0 | 0 | - | 0 | 0 | 0 | 0 | #DIV/0! | #DIV/0! | 0
0 | 0 | - | 0 | 0 | 0 | 0 | #DIV/0! | #DIV/0! | 0
0 | 0 | - | 0 | 0 | 0 | 0 | #DIV/0! | #DIV/0! | 0
0 | 0 | - | 0 | 0 | 0 | 0 | #DIV/0! | #DIV/0! | 0
0 | 0 | - | 0 | 0 | 0 | 0 | #DIV/0! | #DIV/0! | 0
0 | 0 | - | 0 | 0 | 0 | 0 | #DIV/0! | #DIV/0! | 0
0 | 0 | - | 0 | 0 | 0 | 0 | #DIV/0! | #DIV/0! | 0
0 | 0 | - | 0 | 0 | 0 | 0 | #DIV/0! | #DIV/0! | 0
0 | 0 | - | 0 | 0 | 0 | 0 | #DIV/0! | #DIV/0! | 0
0 | 0 | - | 0 | 0 | 0 | 0 | #DIV/0! | #DIV/0! | 0
0 | 0 | - | 0 | 0 | 0 | 0 | #DIV/0! | #DIV/0! | 0
0 | 0 | - | 0 | 0 | 0 | 0 | #DIV/0! | #DIV/0! | 0
0 | 0 | - | 0 | 0 | 0 | 0 | #DIV/0! | #DIV/0! | 0
0 | 0 | - | 0 | 0 | 0 | 0 | #DIV/0! | #DIV/0! | 0
0 | 0 | - | 0 | 0 | 0 | 0 | #DIV/0! | #DIV/0! | 0
0 | 0 | - | 0 | 0 | 0 | 0 | #DIV/0! | #DIV/0! | 0
0 | 0 | - | 0 | 0 | 0 | 0 | #DIV/0! | #DIV/0! | 0
0 | 0 | - | 0 | 0 | 0 | 0 | #DIV/0! | #DIV/0! | 0
0 | 0 | - | 0 | 0 | 0 | 0 | #DIV/0! | #DIV/0! | 0
0 | 0 | - | 0 | 0 | 0 | 0 | #DIV/0! | #DIV/0! | 0
0 | 0 | - | 0 | 0 | 0 | 0 | #DIV/0! | #DIV/0! | 0
0 | 0 | - | 0 | 0 | 0 | 0 | #DIV/0! | #DIV/0! | 0
0 | 0 | - | 0 | 0 | 0 | 0 | #DIV/0! | #DIV/0! | 0
0 | 0 | - | 0 | 0 | 0 | 0 | #DIV/0! | #DIV/0! | 0
0 | 0 | - | 0 | 0 | 0 | 0 | #DIV/0! | #DIV/0! | 0
0 | 0 | - | 0 | 0 | 0 | 0 | #DIV/0! | #DIV/0! | 0
0 | 0 | - | 0 | 0 | 0 | 0 | #DIV/0! | #DIV/0! | 0
0 | 0 | - | 0 | 0 | 0 | 0 | #DIV/0! | #DIV/0! | 0
0 | 0 | - | 0 | 0 | 0 | 0 | #DIV/0! | #DIV/0! | 0
0 | 0 | - | 0 | 0 | 0 | 0 | #DIV/0! | #DIV/0! | 0
0 | 0 | - | 0 | 0 | 0 | 0 | #DIV/0! | #DIV/0! | 0
0 | 0 | - | 0 | 0 | 0 | 0 | #DIV/0! | #DIV/0! | 0
0 | 0 | - | 0 | 0 | 0 | 0 | #DIV/0! | #DIV/0! | 0
0 | 0 | - | 0 | 0 | 0 | 0 | #DIV/0! | #DIV/0! | 0
0 | 0 | - | 0 | 0 | 0 | 0 | #DIV/0! | #DIV/0! | 0
0 | 0 | - | 0 | 0 | 0 | 0 | #DIV/0! | #DIV/0! | 0
0 | 0 | - | 0 | 0 | 0 | 0 | #DIV/0! | #DIV/0! | 0
0 | 0 | - | 0 | 0 | 0 | 0 | #DIV/0! | #DIV/0! | 0
0 | 0 | - | 0 | 0 | 0 | 0 | #DIV/0! | #DIV/0! | 0
0 | 0 | - | 0 | 0 | 0 | 0 | #DIV/0! | #DIV/0! | 0
0 | 0 | - | 0 | 0 | 0 | 0 | #DIV/0! | #DIV/0! | 0
0 | 0 | - | 0 | 0 | 0 | 0 | #DIV/0! | #DIV/0! | 0
0 | 0 | - | 0 | 0 | 0 | 0 | #DIV/0! | #DIV/0! | 0
0 | 0 | - | 0 | 0 | 0 | 0 | #DIV/0! | #DIV/0! | 0
0 | 0 | - | 0 | 0 | 0 | 0 | #DIV/0! | #DIV/0! | 0
0 | 0 | - | 0 | 0 | 0 | 0 | #DIV/0! | #DIV/0! | 0
0 | 0 | - | 0 | 0 | 0 | 0 | #DIV/0! | #DIV/0! | 0
0 | 0 | - | 0 | 0 | 0 | 0 | #DIV/0! | #DIV/0! | 0
0 | 0 | - | 0 | 0 | 0 | 0 | #DIV/0! | #DIV/0! | 0
0 | 0 | - | 0 | 0 | 0 | 0 | #DIV/0! | #DIV/0! | 0
0 | 0 | - | 0 | 0 | 0 | 0 | #DIV/0! | #DIV/0! | 0
0 | 0 | - | 0 | 0 | 0 | 0 | #DIV/0! | #DIV/0! | 0
0 | 0 | - | 0 | 0 | 0 | 0 | #DIV/0! | #DIV/0! | 0
0 | 0 | - | 0 | 0 | 0 | 0 | #DIV/0! | #DIV/0! | 0
0 | 0 | - | 0 | 0 | 0 | 0 | #DIV/0! | #DIV/0! | 0
0 | 0 | - | 0 | 0 | 0 | 0 | #DIV/0! | #DIV/0! | 0
0 | 0 | - | 0 | 0 | 0 | 0 | #DIV/0! | #DIV/0! | 0
0 | 0 | - | 0 | 0 | 0 | 0 | #DIV/0! | #DIV/0! | 0
0 | 0 | - | 0 | 0 | 0 | 0 | #DIV/0! | #DIV/0! | 0
0 | 0 | - | 0 | 0 | 0 | 0 | #DIV/0! | #DIV/0! | 0
0 | 0 | - | 0 | 0 | 0 | 0 | #DIV/0! | #DIV/0! | 0
0 | 0 | - | 0 | 0 | 0 | 0 | #DIV/0! | #DIV/0! | 0
0 | 0 | - | 0 | 0 | 0 | 0 | #DIV/0! | #DIV/0! | 0
0 | 0 | - | 0 | 0 | 0 | 0 | #DIV/0! | #DIV/0! | 0
0 | 0 | - | 0 | 0 | 0 | 0 | #DIV/0! | #DIV/0! | 0
0 | 0 | - | 0 | 0 | 0 | 0 | #DIV/0! | #DIV/0! | 0
0 | 0 | - | 0 | 0 | 0 | 0 | #DIV/0! | #DIV/0! | 0
0 | 0 | - | 0 | 0 | 0 | 0 | #DIV/0! | #DIV/0! | 0
0 | 0 | - | 0 | 0 | 0 | 0 | #DIV/0! | #DIV/0! | 0
0 | 0 | - | 0 | 0 | 0 | 0 | #DIV/0! | #DIV/0! | 0
0 | 0 | - | 0 | 0 | 0 | 0 | #DIV/0! | #DIV/0! | 0
0 | 0 | - | 0 | 0 | 0 | 0 | #DIV/0! | #DIV/0! | 0
0 | 0 | - | 0 | 0 | 0 | 0 | #DIV/0! | #DIV/0! | 0
0 | 0 | - | 0 | 0 | 0 | 0 | #DIV/0! | #DIV/0! | 0
0 | 0 | - | 0 | 0 | 0 | 0 | #DIV/0! | #DIV/0! | 0
0 | 0 | - | 0 | 0 | 0 | 0 | #DIV/0! | #DIV/0! | 0
0 | 0 | - | 0 | 0 | 0 | 0 | #DIV/0! | #DIV/0! | 0
0 | 0 | - | 0 | 0 | 0 | 0 | #DIV/0! | #DIV/0! | 0
0 | 0 | - | 0 | 0 | 0 | 0 | #DIV/0! | #DIV/0! | 0
0 | 0 | - | 0 | 0 | 0 | 0 | #DIV/0! | #DIV/0! | 0
0 | 0 | - | 0 | 0 | 0 | 0 | #DIV/0! | #DIV/0! | 0
0 | 0 | - | 0 | 0 | 0 | 0 | #DIV/0! | #DIV/0! | 0
0 | 0 | - | 0 | 0 | 0 | 0 | #DIV/0! | #DIV/0! | 0
0 | 0 | - | 0 | 0 | 0 | 0 | #DIV/0! | #DIV/0! | 0
0 | 0 | - | 0 | 0 | 0 | 0 | #DIV/0! | #DIV/0! | 0
0 | 0 | - | 0 | 0 | 0 | 0 | #DIV/0! | #DIV/0! | 0
0 | 0 | - | 0 | 0 | 0 | 0 | #DIV/0! | #DIV/0! | 0
0 | 0 | - | 0 | 0 | 0 | 0 | #DIV/0! | #DIV/0! | 0
0 | 0 | - | 0 | 0 | 0 | 0 | #DIV/0! | #DIV/0! | 0
0 | 0 | - | 0 | 0 | 0 | 0 | #DIV/0! | #DIV/0! | 0
0 | 0 | - | 0 | 0 | 0 | 0 | #DIV/0! | #DIV/0! | 0
0 | 0 | - | 0 | 0 | 0 | 0 | #DIV/0! | #DIV/0! | 0
0 | 0 | - | 0 | 0 | 0 | 0 | #DIV/0! | #DIV/0! | 0
0 | 0 | - | 0 | 0 | 0 | 0 | #DIV/0! | #DIV/0! | 0
0 | 0 | - | 0 | 0 | 0 | 0 | #DIV/0! | #DIV/0! | 0
0 | 0 | - | 0 | 0 | 0 | 0 | #DIV/0! | #DIV/0! | 0
0 | 0 | - | 0 | 0 | 0 | 0 | #DIV/0! | #DIV/0! | 0
0 | 0 | - | 0 | 0 | 0 | 0 | #DIV/0! | #DIV/0! | 0
0 | 0 | - | 0 | 0 | 0 | 0 | #DIV/0! | #DIV/0! | 0
0 | 0 | - | 0 | 0 | 0 | 0 | #DIV/0! | #DIV/0! | 0
0 | 0 | - | 0 | 0 | 0 | 0 | #DIV/0! | #DIV/0! | 0
0 | 0 | - | 0 | 0 | 0 | 0 | #DIV/0! | #DIV/0! | 0
0 | 0 | - | 0 | 0 | 0 | 0 | #DIV/0! | #DIV/0! | 0
0 | 0 | - | 0 | 0 | 0 | 0 | #DIV/0! | #DIV/0! | 0
0 | 0 | - | 0 | 0 | 0 | 0 | #DIV/0! | #DIV/0! | 0
0 | 0 | - | 0 | 0 | 0 | 0 | #DIV/0! | #DIV/0! | 0
0 | 0 | - | 0 | 0 | 0 | 0 | #DIV/0! | #DIV/0! | 0
0 | 0 | - | 0 | 0 | 0 | 0 | #DIV/0! | #DIV/0! | 0
0 | 0 | - | 0 | 0 | 0 | 0 | #DIV/0! | #DIV/0! | 0
0 | 0 | - | 0 | 0 | 0 | 0 | #DIV/0! | #DIV/0! | 0
0 | 0 | - | 0 | 0 | 0 | 0 | #DIV/0! | #DIV/0! | 0
0 | 0 | - | 0 | 0 | 0 | 0 | #DIV/0! | #DIV/0! | 0
0 | 0 | - | 0 | 0 | 0 | 0 | #DIV/0! | #DIV/0! | 0
0 | 0 | - | 0 | 0 | 0 | 0 | #DIV/0! | #DIV/0! | 0
0 | 0 | - | 0 | 0 | 0 | 0 | #DIV/0! | #DIV/0! | 0
0 | 0 | - | 0 | 0 | 0 | 0 | #DIV/0! | #DIV/0! | 0
0 | 0 | - | 0 | 0 | 0 | 0 | #DIV/0! | #DIV/0! | 0
0 | 0 | - | 0 | 0 | 0 | 0 | #DIV/0! | #DIV/0! | 0
0 | 0 | - | 0 | 0 | 0 | 0 | #DIV/0! | #DIV/0! | 0
0 | 0 | - | 0 | 0 | 0 | 0 | #DIV/0! | #DIV/0! | 0
0 | 0 | - | 0 | 0 | 0 | 0 | #DIV/0! | #DIV/0! | 0
0 | 0 | - | 0 | 0 | 0 | 0 | #DIV/0! | #DIV/0! | 0
0 | 0 | - | 0 | 0 | 0 | 0 | #DIV/0! | #DIV/0! | 0
0 | 0 | - | 0 | 0 | 0 | 0 | #DIV/0! | #DIV/0! | 0
0 | 0 | - | 0 | 0 | 0 | 0 | #DIV/0! | #DIV/0! | 0
0 | 0 | - | 0 | 0 | 0 | 0 | #DIV/0! | #DIV/0! | 0
0 | 0 | - | 0 | 0 | 0 | 0 | #DIV/0! | #DIV/0! | 0
0 | 0 | - | 0 | 0 | 0 | 0 | #DIV/0! | #DIV/0! | 0
0 | 0 | - | 0 | 0 | 0 | 0 | #DIV/0! | #DIV/0! | 0
0 | 0 | - | 0 | 0 | 0 | 0 | #DIV/0! | #DIV/0! | 0
0 | 0 | - | 0 | 0 | 0 | 0 | #DIV/0! | #DIV/0! | 0
0 | 0 | - | 0 | 0 | 0 | 0 | #DIV/0! | #DIV/0! | 0
0 | 0 | - | 0 | 0 | 0 | 0 | #DIV/0! | #DIV/0! | 0
0 | 0 | - | 0 | 0 | 0 | 0 | #DIV/0! | #DIV/0! | 0
0 | 0 | - | 0 | 0 | 0 | 0 | #DIV/0! | #DIV/0! | 0
0 | 0 | - | 0 | 0 | 0 | 0 | #DIV/0! | #DIV/0! | 0
0 | 0 | - | 0 | 0 | 0 | 0 | #DIV/0! | #DIV/0! | 0
0 | 0 | - | 0 | 0 | 0 | 0 | #DIV/0! | #DIV/0! | 0
0 | 0 | - | 0 | 0 | 0 | 0 | #DIV/0! | #DIV/0! | 0
0 | 0 | - | 0 | 0 | 0 | 0 | #DIV/0! | #DIV/0! | 0
0 | 0 | - | 0 | 0 | 0 | 0 | #DIV/0! | #DIV/0! | 0
0 | 0 | - | 0 | 0 | 0 | 0 | #DIV/0! | #DIV/0! | 0
0 | 0 | - | 0 | 0 | 0 | 0 | #DIV/0! | #DIV/0! | 0
0 | 0 | - | 0 | 0 | 0 | 0 | #DIV/0! | #DIV/0! | 0
0 | 0 | - | 0 | 0 | 0 | 0 | #DIV/0! | #DIV/0! | 0
0 | 0 | - | 0 | 0 | 0 | 0 | #DIV/0! | #DIV/0! | 0
0 | 0 | - | 0 | 0 | 0 | 0 | #DIV/0! | #DIV/0! | 0
0 | 0 | - | 0 | 0 | 0 | 0 | #DIV/0! | #DIV/0! | 0
0 | 0 | - | 0 | 0 | 0 | 0 | #DIV/0! | #DIV/0! | 0
0 | 0 | - | 0 | 0 | 0 | 0 | #DIV/0! | #DIV/0! | 0
0 | 0 | - | 0 | 0 | 0 | 0 | #DIV/0! | #DIV/0! | 0
0 | 0 | - | 0 | 0 | 0 | 0 | #DIV/0! | #DIV/0! | 0
0 | 0 | - | 0 | 0 | 0 | 0 | #DIV/0! | #DIV/0! | 0
0 | 0 | - | 0 | 0 | 0 | 0 | #DIV/0! | #DIV/0! | 0
0 | 0 | - | 0 | 0 | 0 | 0 | #DIV/0! | #DIV/0! | 0
0 | 0 | - | 0 | 0 | 0 | 0 | #DIV/0! | #DIV/0! | 0
0 | 0 | - | 0 | 0 | 0 | 0 | #DIV/0! | #DIV/0! | 0
0 | 0 | - | 0 | 0 | 0 | 0 | #DIV/0! | #DIV/0! | 0
0 | 0 | - | 0 | 0 | 0 | 0 | #DIV/0! | #DIV/0! | 0
0 | 0 | - | 0 | 0 | 0 | 0 | #DIV/0! | #DIV/0! | 0
0 | 0 | - | 0 | 0 | 0 | 0 | #DIV/0! | #DIV/0! | 0
0 | 0 | - | 0 | 0 | 0 | 0 | #DIV/0! | #DIV/0! | 0
0 | 0 | - | 0 | 0 | 0 | 0 | #DIV/0! | #DIV/0! | 0
0 | 0 | - | 0 | 0 | 0 | 0 | #DIV/0! | #DIV/0! | 0
0 | 0 | - | 0 | 0 | 0 | 0 | #DIV/0! | #DIV/0! | 0
0 | 0 | - | 0 | 0 | 0 | 0 | #DIV/0! | #DIV/0! | 0
0 | 0 | - | 0 | 0 | 0 | 0 | #DIV/0! | #DIV/0! | 0
0 | 0 | - | 0 | 0 | 0 | 0 | #DIV/0! | #DIV/0! | 0
0 | 0 | - | 0 | 0 | 0 | 0 | #DIV/0! | #DIV/0! | 0
0 | 0 | - | 0 | 0 | 0 | 0 | #DIV/0! | #DIV/0! | 0
0 | 0 | - | 0 | 0 | 0 | 0 | #DIV/0! | #DIV/0! | 0
0 | 0 | - | 0 | 0 | 0 | 0 | #DIV/0! | #DIV/0! | 0
0 | 0 | - | 0 | 0 | 0 | 0 | #DIV/0! | #DIV/0! | 0
0 | 0 | - | 0 | 0 | 0 | 0 | #DIV/0! | #DIV/0! | 0
0 | 0 | - | 0 | 0 | 0 | 0 | #DIV/0! | #DIV/0! | 0
0 | 0 | - | 0 | 0 | 0 | 0 | #DIV/0! | #DIV/0! | 0
0 | 0 | - | 0 | 0 | 0 | 0 | #DIV/0! | #DIV/0! | 0
0 | 0 | - | 0 | 0 | 0 | 0 | #DIV/0! | #DIV/0! | 0
0 | 0 | - | 0 | 0 | 0 | 0 | #DIV/0! | #DIV/0! | 0
0 | 0 | - | 0 | 0 | 0 | 0 | #DIV/0! | #DIV/0! | 0
0 | 0 | - | 0 | 0 | 0 | 0 | #DIV/0! | #DIV/0! | 0
0 | 0 | - | 0 | 0 | 0 | 0 | #DIV/0! | #DIV/0! | 0
0 | 0 | - | 0 | 0 | 0 | 0 | #DIV/0! | #DIV/0! | 0
0 | 0 | - | 0 | 0 | 0 | 0 | #DIV/0! | #DIV/0! | 0
0 | 0 | - | 0 | 0 | 0 | 0 | #DIV/0! | #DIV/0! | 0
0 | 0 | - | 0 | 0 | 0 | 0 | #DIV/0! | #DIV/0! | 0
0 | 0 | - | 0 | 0 | 0 | 0 | #DIV/0! | #DIV/0! | 0
0 | 0 | - | 0 | 0 | 0 | 0 | #DIV/0! | #DIV/0! | 0
0 | 0 | - | 0 | 0 | 0 | 0 | #DIV/0! | #DIV/0! | 0
0 | 0 | - | 0 | 0 | 0 | 0 | #DIV/0! | #DIV/0! | 0
0 | 0 | - | 0 | 0 | 0 | 0 | #DIV/0! | #DIV/0! | 0
0 | 0 | - | 0 | 0 | 0 | 0 | #DIV/0! | #DIV/0! | 0
0 | 0 | - | 0 | 0 | 0 | 0 | #DIV/0! | #DIV/0! | 0
0 | 0 | - | 0 | 0 | 0 | 0 | #DIV/0! | #DIV/0! | 0
0 | 0 | - | 0 | 0 | 0 | 0 | #DIV/0! | #DIV/0! | 0
0 | 0 | - | 0 | 0 | 0 | 0 | #DIV/0! | #DIV/0! | 0
0 | 0 | - | 0 | 0 | 0 | 0 | #DIV/0! | #DIV/0! | 0
0 | 0 | - | 0 | 0 | 0 | 0 | #DIV/0! | #DIV/0! | 0
0 | 0 | - | 0 | 0 | 0 | 0 | #DIV/0! | #DIV/0! | 0
0 | 0 | - | 0 | 0 | 0 | 0 | #DIV/0! | #DIV/0! | 0
0 | 0 | - | 0 | 0 | 0 | 0 | #DIV/0! | #DIV/0! | 0
0 | 0 | - | 0 | 0 | 0 | 0 | #DIV/0! | #DIV/0! | 0
0 | 0 | - | 0 | 0 | 0 | 0 | #DIV/0! | #DIV/0! | 0
0 | 0 | - | 0 | 0 | 0 | 0 | #DIV/0! | #DIV/0! | 0
0 | 0 | - | 0 | 0 | 0 | 0 | #DIV/0! | #DIV/0! | 0
0 | 0 | - | 0 | 0 | 0 | 0 | #DIV/0! | #DIV/0! | 0
0 | 0 | - | 0 | 0 | 0 | 0 | #DIV/0! | #DIV/0! | 0
0 | 0 | - | 0 | 0 | 0 | 0 | #DIV/0! | #DIV/0! | 0
0 | 0 | - | 0 | 0 | 0 | 0 | #DIV/0! | #DIV/0! | 0
0 | 0 | - | 0 | 0 | 0 | 0 | #DIV/0! | #DIV/0! | 0
0 | 0 | - | 0 | 0 | 0 | 0 | #DIV/0! | #DIV/0! | 0
0 | 0 | - | 0 | 0 | 0 | 0 | #DIV/0! | #DIV/0! | 0
0 | 0 | - | 0 | 0 | 0 | 0 | #DIV/0! | #DIV/0! | 0
0 | 0 | - | 0 | 0 | 0 | 0 | #DIV/0! | #DIV/0! | 0
0 | 0 | - | 0 | 0 | 0 | 0 | #DIV/0! | #DIV/0! | 0
0 | 0 | - | 0 | 0 | 0 | 0 | #DIV/0! | #DIV/0! | 0
0 | 0 | - | 0 | 0 | 0 | 0 | #DIV/0! | #DIV/0! | 0
0 | 0 | - | 0 | 0 | 0 | 0 | #DIV/0! | #DIV/0! | 0
0 | 0 | - | 0 | 0 | 0 | 0 | #DIV/0! | #DIV/0! | 0
0 | 0 | - | 0 | 0 | 0 | 0 | #DIV/0! | #DIV/0! | 0
0 | 0 | - | 0 | 0 | 0 | 0 | #DIV/0! | #DIV/0! | 0
0 | 0 | - | 0 | 0 | 0 | 0 | #DIV/0! | #DIV/0! | 0
0 | 0 | - | 0 | 0 | 0 | 0 | #DIV/0! | #DIV/0! | 0
0 | 0 | - | 0 | 0 | 0 | 0 | #DIV/0! | #DIV/0! | 0
0 | 0 | - | 0 | 0 | 0 | 0 | #DIV/0! | #DIV/0! | 0
0 | 0 | - | 0 | 0 | 0 | 0 | #DIV/0! | #DIV/0! | 0
0 | 0 | - | 0 | 0 | 0 | 0 | #DIV/0! | #DIV/0! | 0
0 | 0 | - | 0 | 0 | 0 | 0 | #DIV/0! | #DIV/0! | 0
0 | 0 | - | 0 | 0 | 0 | 0 | #DIV/0! | #DIV/0! | 0
0 | 0 | - | 0 | 0 | 0 | 0 | #DIV/0! | #DIV/0! | 0
0 | 0 | - | 0 | 0 | 0 | 0 | #DIV/0! | #DIV/0! | 0
0 | 0 | - | 0 | 0 | 0 | 0 | #DIV/0! | #DIV/0! | 0
0 | 0 | - | 0 | 0 | 0 | 0 | #DIV/0! | #DIV/0! | 0
0 | 0 | - | 0 | 0 | 0 | 0 | #DIV/0! | #DIV/0! | 0
0 | 0 | - | 0 | 0 | 0 | 0 | #DIV/0! | #DIV/0! | 0
0 | 0 | - | 0 | 0 | 0 | 0 | #DIV/0! | #DIV/0! | 0
0 | 0 | - | 0 | 0 | 0 | 0 | #DIV/0! | #DIV/0! | 0
0 | 0 | - | 0 | 0 | 0 | 0 | #DIV/0! | #DIV/0! | 0
0 | 0 | - | 0 | 0 | 0 | 0 | #DIV/0! | #DIV/0! | 0
0 | 0 | - | 0 | 0 | 0 | 0 | #DIV/0! | #DIV/0! | 0
0 | 0 | - | 0 | 0 | 0 | 0 | #DIV/0! | #DIV/0! | 0
0 | 0 | - | 0 | 0 | 0 | 0 | #DIV/0! | #DIV/0! | 0
0 | 0 | - | 0 | 0 | 0 | 0 | #DIV/0! | #DIV/0! | 0
0 | 0 | - | 0 | 0 | 0 | 0 | #DIV/0! | #DIV/0! | 0
0 | 0 | - | 0 | 0 | 0 | 0 | #DIV/0! | #DIV/0! | 0
0 | 0 | - | 0 | 0 | 0 | 0 | #DIV/0! | #DIV/0! | 0
0 | 0 | - | 0 | 0 | 0 | 0 | #DIV/0! | #DIV/0! | 0
0 | 0 | - | 0 | 0 | 0 | 0 | #DIV/0! | #DIV/0! | 0
0 | 0 | - | 0 | 0 | 0 | 0 | #DIV/0! | #DIV/0! | 0
0 | 0 | - | 0 | 0 | 0 | 0 | #DIV/0! | #DIV/0! | 0
0 | 0 | - | 0 | 0 | 0 | 0 | #DIV/0! | #DIV/0! | 0
0 | 0 | - | 0 | 0 | 0 | 0 | #DIV/0! | #DIV/0! | 0
0 | 0 | - | 0 | 0 | 0 | 0 | #DIV/0! | #DIV/0! | 0
0 | 0 | - | 0 | 0 | 0 | 0 | #DIV/0! | #DIV/0! | 0
0 | 0 | - | 0 | 0 | 0 | 0 | #DIV/0! | #DIV/0! | 0
0 | 0 | - | 0 | 0 | 0 | 0 | #DIV/0! | #DIV/0! | 0
0 | 0 | - | 0 | 0 | 0 | 0 | #DIV/0! | #DIV/0! | 0
0 | 0 | - | 0 | 0 | 0 | 0 | #DIV/0! | #DIV/0! | 0
0 | 0 | - | 0 | 0 | 0 | 0 | #DIV/0! | #DIV/0! | 0
0 | 0 | - | 0 | 0 | 0 | 0 | #DIV/0! | #DIV/0! | 0
0 | 0 | - | 0 | 0 | 0 | 0 | #DIV/0! | #DIV/0! | 0
0 | 0 | - | 0 | 0 | 0 | 0 | #DIV/0! | #DIV/0! | 0
0 | 0 | - | 0 | 0 | 0 | 0 | #DIV/0! | #DIV/0! | 0
0 | 0 | - | 0 | 0 | 0 | 0 | #DIV/0! | #DIV/0! | 0
0 | 0 | - | 0 | 0 | 0 | 0 | #DIV/0! | #DIV/0! | 0
0 | 0 | - | 0 | 0 | 0 | 0 | #DIV/0! | #DIV/0! | 0
0 | 0 | - | 0 | 0 | 0 | 0 | #DIV/0! | #DIV/0! | 0
0 | 0 | - | 0 | 0 | 0 | 0 | #DIV/0! | #DIV/0! | 0
0 | 0 | - | 0 | 0 | 0 | 0 | #DIV/0! | #DIV/0! | 0
0 | 0 | - | 0 | 0 | 0 | 0 | #DIV/0! | #DIV/0! | 0
0 | 0 | - | 0 | 0 | 0 | 0 | #DIV/0! | #DIV/0! | 0
0 | 0 | - | 0 | 0 | 0 | 0 | #DIV/0! | #DIV/0! | 0
0 | 0 | - | 0 | 0 | 0 | 0 | #DIV/0! | #DIV/0! | 0
0 | 0 | - | 0 | 0 | 0 | 0 | #DIV/0! | #DIV/0! | 0
0 | 0 | - | 0 | 0 | 0 | 0 | #DIV/0! | #DIV/0! | 0
0 | 0 | - | 0 | 0 | 0 | 0 | #DIV/0! | #DIV/0! | 0
0 | 0 | - | 0 | 0 | 0 | 0 | #DIV/0! | #DIV/0! | 0
0 | 0 | - | 0 | 0 | 0 | 0 | #DIV/0! | #DIV/0! | 0
0 | 0 | - | 0 | 0 | 0 | 0 | #DIV/0! | #DIV/0! | 0
0 | 0 | - | 0 | 0 | 0 | 0 | #DIV/0! | #DIV/0! | 0
0 | 0 | - | 0 | 0 | 0 | 0 | #DIV/0! | #DIV/0! | 0
0 | 0 | - | 0 | 0 | 0 | 0 | #DIV/0! | #DIV/0! | 0
0 | 0 | - | 0 | 0 | 0 | 0 | #DIV/0! | #DIV/0! | 0
0 | 0 | - | 0 | 0 | 0 | 0 | #DIV/0! | #DIV/0! | 0
0 | 0 | - | 0 | 0 | 0 | 0 | #DIV/0! | #DIV/0! | 0
0 | 0 | - | 0 | 0 | 0 | 0 | #DIV/0! | #DIV/0! | 0
0 | 0 | - | 0 | 0 | 0 | 0 | #DIV/0! | #DIV/0! | 0
0 | 0 | - | 0 | 0 | 0 | 0 | #DIV/0! | #DIV/0! | 0
0 | 0 | - | 0 | 0 | 0 | 0 | #DIV/0! | #DIV/0! | 0
0 | 0 | - | 0 | 0 | 0 | 0 | #DIV/0! | #DIV/0! | 0
0 | 0 | - | 0 | 0 | 0 | 0 | #DIV/0! | #DIV/0! | 0
0 | 0 | - | 0 | 0 | 0 | 0 | #DIV/0! | #DIV/0! | 0
0 | 0 | - | 0 | 0 | 0 | 0 | #DIV/0! | #DIV/0! | 0
0 | 0 | - | 0 | 0 | 0 | 0 | #DIV/0! | #DIV/0! | 0
0 | 0 | - | 0 | 0 | 0 | 0 | #DIV/0! | #DIV/0! | 0
0 | 0 | - | 0 | 0 | 0 | 0 | #DIV/0! | #DIV/0! | 0
0 | 0 | - | 0 | 0 | 0 | 0 | #DIV/0! | #DIV/0! | 0
0 | 0 | - | 0 | 0 | 0 | 0 | #DIV/0! | #DIV/0! | 0
0 | 0 | - | 0 | 0 | 0 | 0 | #DIV/0! | #DIV/0! | 0
0 | 0 | - | 0 | 0 | 0 | 0 | #DIV/0! | #DIV/0! | 0
0 | 0 | - | 0 | 0 | 0 | 0 | #DIV/0! | #DIV/0! | 0
0 | 0 | - | 0 | 0 | 0 | 0 | #DIV/0! | #DIV/0! | 0
0 | 0 | - | 0 | 0 | 0 | 0 | #DIV/0! | #DIV/0! | 0
0 | 0 | - | 0 | 0 | 0 | 0 | #DIV/0! | #DIV/0! | 0
0 | 0 | - | 0 | 0 | 0 | 0 | #DIV/0! | #DIV/0! | 0
0 | 0 | - | 0 | 0 | 0 | 0 | #DIV/0! | #DIV/0! | 0
0 | 0 | - | 0 | 0 | 0 | 0 | #DIV/0! | #DIV/0! | 0
0 | 0 | - | 0 | 0 | 0 | 0 | #DIV/0! | #DIV/0! | 0
0 | 0 | - | 0 | 0 | 0 | 0 | #DIV/0! | #DIV/0! | 0
0 | 0 | - | 0 | 0 | 0 | 0 | #DIV/0! | #DIV/0! | 0
0 | 0 | - | 0 | 0 | 0 | 0 | #DIV/0! | #DIV/0! | 0
0 | 0 | - | 0 | 0 | 0 | 0 | #DIV/0! | #DIV/0! | 0
0 | 0 | - | 0 | 0 | 0 | 0 | #DIV/0! | #DIV/0! | 0
0 | 0 | - | 0 | 0 | 0 | 0 | #DIV/0! | #DIV/0! | 0
0 | 0 | - | 0 | 0 | 0 | 0 | #DIV/0! | #DIV/0! | 0
0 | 0 | - | 0 | 0 | 0 | 0 | #DIV/0! | #DIV/0! | 0
0 | 0 | - | 0 | 0 | 0 | 0 | #DIV/0! | #DIV/0! | 0
0 | 0 | - | 0 | 0 | 0 | 0 | #DIV/0! | #DIV/0! | 0
0 | 0 | - | 0 | 0 | 0 | 0 | #DIV/0! | #DIV/0! | 0
0 | 0 | - | 0 | 0 | 0 | 0 | #DIV/0! | #DIV/0! | 0
0 | 0 | - | 0 | 0 | 0 | 0 | #DIV/0! | #DIV/0! | 0
0 | 0 | - | 0 | 0 | 0 | 0 | #DIV/0! | #DIV/0! | 0
0 | 0 | - | 0 | 0 | 0 | 0 | #DIV/0! | #DIV/0! | 0
0 | 0 | - | 0 | 0 | 0 | 0 | #DIV/0! | #DIV/0! | 0
0 | 0 | - | 0 | 0 | 0 | 0 | #DIV/0! | #DIV/0! | 0
0 | 0 | - | 0 | 0 | 0 | 0 | #DIV/0! | #DIV/0! | 0
0 | 0 | - | 0 | 0 | 0 | 0 | #DIV/0! | #DIV/0! | 0
0 | 0 | - | 0 | 0 | 0 | 0 | #DIV/0! | #DIV/0! | 0
0 | 0 | - | 0 | 0 | 0 | 0 | #DIV/0! | #DIV/0! | 0
0 | 0 | - | 0 | 0 | 0 | 0 | #DIV/0! | #DIV/0! | 0
0 | 0 | - | 0 | 0 | 0 | 0 | #DIV/0! | #DIV/0! | 0
0 | 0 | - | 0 | 0 | 0 | 0 | #DIV/0! | #DIV/0! | 0
0 | 0 | - | 0 | 0 | 0 | 0 | #DIV/0! | #DIV/0! | 0
0 | 0 | - | 0 | 0 | 0 | 0 | #DIV/0! | #DIV/0! | 0
0 | 0 | - | 0 | 0 | 0 | 0 | #DIV/0! | #DIV/0! | 0
0 | 0 | - | 0 | 0 | 0 | 0 | #DIV/0! | #DIV/0! | 0
0 | 0 | - | 0 | 0 | 0 | 0 | #DIV/0! | #DIV/0! | 0
0 | 0 | - | 0 | 0 | 0 | 0 | #DIV/0! | #DIV/0! | 0
0 | 0 | - | 0 | 0 | 0 | 0 | #DIV/0! | #DIV/0! | 0
0 | 0 | - | 0 | 0 | 0 | 0 | #DIV/0! | #DIV/0! | 0
0 | 0 | - | 0 | 0 | 0 | 0 | #DIV/0! | #DIV/0! | 0
0 | 0 | - | 0 | 0 | 0 | 0 | #DIV/0! | #DIV/0! | 0
0 | 0 | - | 0 | 0 | 0 | 0 | #DIV/0! | #DIV/0! | 0
0 | 0 | - | 0 | 0 | 0 | 0 | #DIV/0! | #DIV/0! | 0
0 | 0 | - | 0 | 0 | 0 | 0 | #DIV/0! | #DIV/0! | 0
0 | 0 | - | 0 | 0 | 0 | 0 | #DIV/0! | #DIV/0! | 0
0 | 0 | - | 0 | 0 | 0 | 0 | #DIV/0! | #DIV/0! | 0
0 | 0 | - | 0 | 0 | 0 | 0 | #DIV/0! | #DIV/0! | 0
0 | 0 | - | 0 | 0 | 0 | 0 | #DIV/0! | #DIV/0! | 0
0 | 0 | - | 0 | 0 | 0 | 0 | #DIV/0! | #DIV/0! | 0
0 | 0 | - | 0 | 0 | 0 | 0 | #DIV/0! | #DIV/0! | 0
0 | 0 | - | 0 | 0 | 0 | 0 | #DIV/0! | #DIV/0! | 0
0 | 0 | - | 0 | 0 | 0 | 0 | #DIV/0! | #DIV/0! | 0
0 | 0 | - | 0 | 0 | 0 | 0 | #DIV/0! | #DIV/0! | 0
0 | 0 | - | 0 | 0 | 0 | 0 | #DIV/0! | #DIV/0! | 0
0 | 0 | - | 0 | 0 | 0 | 0 | #DIV/0! | #DIV/0! | 0
0 | 0 | - | 0 | 0 | 0 | 0 | #DIV/0! | #DIV/0! | 0
0 | 0 | - | 0 | 0 | 0 | 0 | #DIV/0! | #DIV/0! | 0
0 | 0 | - | 0 | 0 | 0 | 0 | #DIV/0! | #DIV/0! | 0
0 | 0 | - | 0 | 0 | 0 | 0 | #DIV/0! | #DIV/0! | 0
0 | 0 | - | 0 | 0 | 0 | 0 | #DIV/0! | #DIV/0! | 0
0 | 0 | - | 0 | 0 | 0 | 0 | #DIV/0! | #DIV/0! | 0
0 | 0 | - | 0 | 0 | 0 | 0 | #DIV/0! | #DIV/0! | 0
0 | 0 | - | 0 | 0 | 0 | 0 | #DIV/0! | #DIV/0! | 0
0 | 0 | - | 0 | 0 | 0 | 0 | #DIV/0! | #DIV/0! | 0
0 | 0 | - | 0 | 0 | 0 | 0 | #DIV/0! | #DIV/0! | 0
0 | 0 | - | 0 | 0 | 0 | 0 | #DIV/0! | #DIV/0! | 0
0 | 0 | - | 0 | 0 | 0 | 0 | #DIV/0! | #DIV/0! | 0
0 | 0 | - | 0 | 0 | 0 | 0 | #DIV/0! | #DIV/0! | 0
0 | 0 | - | 0 | 0 | 0 | 0 | #DIV/0! | #DIV/0! | 0
0 | 0 | - | 0 | 0 | 0 | 0 | #DIV/0! | #DIV/0! | 0
0 | 0 | - | 0 | 0 | 0 | 0 | #DIV/0! | #DIV/0! | 0
0 | 0 | - | 0 | 0 | 0 | 0 | #DIV/0! | #DIV/0! | 0
0 | 0 | - | 0 | 0 | 0 | 0 | #DIV/0! | #DIV/0! | 0
0 | 0 | - | 0 | 0 | 0 | 0 | #DIV/0! | #DIV/0! | 0
0 | 0 | - | 0 | 0 | 0 | 0 | #DIV/0! | #DIV/0! | 0
0 | 0 | - | 0 | 0 | 0 | 0 | #DIV/0! | #DIV/0! | 0
0 | 0 | - | 0 | 0 | 0 | 0 | #DIV/0! | #DIV/0! | 0
0 | 0 | - | 0 | 0 | 0 | 0 | #DIV/0! | #DIV/0! | 0
0 | 0 | - | 0 | 0 | 0 | 0 | #DIV/0! | #DIV/0! | 0
0 | 0 | - | 0 | 0 | 0 | 0 | #DIV/0! | #DIV/0! | 0
0 | 0 | - | 0 | 0 | 0 | 0 | #DIV/0! | #DIV/0! | 0
0 | 0 | - | 0 | 0 | 0 | 0 | #DIV/0! | #DIV/0! | 0
0 | 0 | - | 0 | 0 | 0 | 0 | #DIV/0! | #DIV/0! | 0
0 | 0 | - | 0 | 0 | 0 | 0 | #DIV/0! | #DIV/0! | 0
0 | 0 | - | 0 | 0 | 0 | 0 | #DIV/0! | #DIV/0! | 0
0 | 0 | - | 0 | 0 | 0 | 0 | #DIV/0! | #DIV/0! | 0
0 | 0 | - | 0 | 0 | 0 | 0 | #DIV/0! | #DIV/0! | 0
0 | 0 | - | 0 | 0 | 0 | 0 | #DIV/0! | #DIV/0! | 0
0 | 0 | - | 0 | 0 | 0 | 0 | #DIV/0! | #DIV/0! | 0
0 | 0 | - | 0 | 0 | 0 | 0 | #DIV/0! | #DIV/0! | 0
0 | 0 | - | 0 | 0 | 0 | 0 | #DIV/0! | #DIV/0! | 0
0 | 0 | - | 0 | 0 | 0 | 0 | #DIV/0! | #DIV/0! | 0
0 | 0 | - | 0 | 0 | 0 | 0 | #DIV/0! | #DIV/0! | 0
0 | 0 | - | 0 | 0 | 0 | 0 | #DIV/0! | #DIV/0! | 0
0 | 0 | - | 0 | 0 | 0 | 0 | #DIV/0! | #DIV/0! | 0
0 | 0 | - | 0 | 0 | 0 | 0 | #DIV/0! | #DIV/0! | 0
0 | 0 | - | 0 | 0 | 0 | 0 | #DIV/0! | #DIV/0! | 0
0 | 0 | - | 0 | 0 | 0 | 0 | #DIV/0! | #DIV/0! | 0
0 | 0 | - | 0 | 0 | 0 | 0 | #DIV/0! | #DIV/0! | 0
0 | 0 | - | 0 | 0 | 0 | 0 | #DIV/0! | #DIV/0! | 0
0 | 0 | - | 0 | 0 | 0 | 0 | #DIV/0! | #DIV/0! | 0
0 | 0 | - | 0 | 0 | 0 | 0 | #DIV/0! | #DIV/0! | 0
0 | 0 | - | 0 | 0 | 0 | 0 | #DIV/0! | #DIV/0! | 0
0 | 0 | - | 0 | 0 | 0 | 0 | #DIV/0! | #DIV/0! | 0
0 | 0 | - | 0 | 0 | 0 | 0 | #DIV/0! | #DIV/0! | 0
0 | 0 | - | 0 | 0 | 0 | 0 | #DIV/0! | #DIV/0! | 0
0 | 0 | - | 0 | 0 | 0 | 0 | #DIV/0! | #DIV/0! | 0
0 | 0 | - | 0 | 0 | 0 | 0 | #DIV/0! | #DIV/0! | 0
0 | 0 | - | 0 | 0 | 0 | 0 | #DIV/0! | #DIV/0! | 0
0 | 0 | - | 0 | 0 | 0 | 0 | #DIV/0! | #DIV/0! | 0
0 | 0 | - | 0 | 0 | 0 | 0 | #DIV/0! | #DIV/0! | 0
0 | 0 | - | 0 | 0 | 0 | 0 | #DIV/0! | #DIV/0! | 0
0 | 0 | - | 0 | 0 | 0 | 0 | #DIV/0! | #DIV/0! | 0
0 | 0 | - | 0 | 0 | 0 | 0 | #DIV/0! | #DIV/0! | 0
0 | 0 | - | 0 | 0 | 0 | 0 | #DIV/0! | #DIV/0! | 0
0 | 0 | - | 0 | 0 | 0 | 0 | #DIV/0! | #DIV/0! | 0
0 | 0 | - | 0 | 0 | 0 | 0 | #DIV/0! | #DIV/0! | 0
0 | 0 | - | 0 | 0 | 0 | 0 | #DIV/0! | #DIV/0! | 0
0 | 0 | - | 0 | 0 | 0 | 0 | #DIV/0! | #DIV/0! | 0
0 | 0 | - | 0 | 0 | 0 | 0 | #DIV/0! | #DIV/0! | 0
0 | 0 | - | 0 | 0 | 0 | 0 | #DIV/0! | #DIV/0! | 0
0 | 0 | - | 0 | 0 | 0 | 0 | #DIV/0! | #DIV/0! | 0
0 | 0 | - | 0 | 0 | 0 | 0 | #DIV/0! | #DIV/0! | 0
0 | 0 | - | 0 | 0 | 0 | 0 | #DIV/0! | #DIV/0! | 0
0 | 0 | - | 0 | 0 | 0 | 0 | #DIV/0! | #DIV/0! | 0
0 | 0 | - | 0 | 0 | 0 | 0 | #DIV/0! | #DIV/0! | 0
0 | 0 | - | 0 | 0 | 0 | 0 | #DIV/0! | #DIV/0! | 0
0 | 0 | - | 0 | 0 | 0 | 0 | #DIV/0! | #DIV/0! | 0
0 | 0 | - | 0 | 0 | 0 | 0 | #DIV/0! | #DIV/0! | 0
0 | 0 | - | 0 | 0 | 0 | 0 | #DIV/0! | #DIV/0! | 0
0 | 0 | - | 0 | 0 | 0 | 0 | #DIV/0! | #DIV/0! | 0
0 | 0 | - | 0 | 0 | 0 | 0 | #DIV/0! | #DIV/0! | 0
0 | 0 | - | 0 | 0 | 0 | 0 | #DIV/0! | #DIV/0! | 0
0 | 0 | - | 0 | 0 | 0 | 0 | #DIV/0! | #DIV/0! | 0
0 | 0 | - | 0 | 0 | 0 | 0 | #DIV/0! | #DIV/0! | 0
0 | 0 | - | 0 | 0 | 0 | 0 | #DIV/0! | #DIV/0! | 0
0 | 0 | - | 0 | 0 | 0 | 0 | #DIV/0! | #DIV/0! | 0
0 | 0 | - | 0 | 0 | 0 | 0 | #DIV/0! | #DIV/0! | 0
0 | 0 | - | 0 | 0 | 0 | 0 | #DIV/0! | #DIV/0! | 0
0 | 0 | - | 0 | 0 | 0 | 0 | #DIV/0! | #DIV/0! | 0
0 | 0 | - | 0 | 0 | 0 | 0 | #DIV/0! | #DIV/0! | 0
0 | 0 | - | 0 | 0 | 0 | 0 | #DIV/0! | #DIV/0! | 0
0 | 0 | - | 0 | 0 | 0 | 0 | #DIV/0! | #DIV/0! | 0
0 | 0 | - | 0 | 0 | 0 | 0 | #DIV/0! | #DIV/0! | 0
0 | 0 | - | 0 | 0 | 0 | 0 | #DIV/0! | #DIV/0! | 0
0 | 0 | - | 0 | 0 | 0 | 0 | #DIV/0! | #DIV/0! | 0
0 | 0 | - | 0 | 0 | 0 | 0 | #DIV/0! | #DIV/0! | 0
0 | 0 | - | 0 | 0 | 0 | 0 | #DIV/0! | #DIV/0! | 0
0 | 0 | - | 0 | 0 | 0 | 0 | #DIV/0! | #DIV/0! | 0
0 | 0 | - | 0 | 0 | 0 | 0 | #DIV/0! | #DIV/0! | 0
0 | 0 | - | 0 | 0 | 0 | 0 | #DIV/0! | #DIV/0! | 0
0 | 0 | - | 0 | 0 | 0 | 0 | #DIV/0! | #DIV/0! | 0
0 | 0 | - | 0 | 0 | 0 | 0 | #DIV/0! | #DIV/0! | 0
0 | 0 | - | 0 | 0 | 0 | 0 | #DIV/0! | #DIV/0! | 0
0 | 0 | - | 0 | 0 | 0 | 0 | #DIV/0! | #DIV/0! | 0
0 | 0 | - | 0 | 0 | 0 | 0 | #DIV/0! | #DIV/0! | 0
0 | 0 | - | 0 | 0 | 0 | 0 | #DIV/0! | #DIV/0! | 0
0 | 0 | - | 0 | 0 | 0 | 0 | #DIV/0! | #DIV/0! | 0
0 | 0 | - | 0 | 0 | 0 | 0 | #DIV/0! | #DIV/0! | 0
0 | 0 | - | 0 | 0 | 0 | 0 | #DIV/0! | #DIV/0! | 0
0 | 0 | - | 0 | 0 | 0 | 0 | #DIV/0! | #DIV/0! | 0
0 | 0 | - | 0 | 0 | 0 | 0 | #DIV/0! | #DIV/0! | 0
0 | 0 | - | 0 | 0 | 0 | 0 | #DIV/0! | #DIV/0! | 0
0 | 0 | - | 0 | 0 | 0 | 0 | #DIV/0! | #DIV/0! | 0
0 | 0 | - | 0 | 0 | 0 | 0 | #DIV/0! | #DIV/0! | 0
0 | 0 | - | 0 | 0 | 0 | 0 | #DIV/0! | #DIV/0! | 0
0 | 0 | - | 0 | 0 | 0 | 0 | #DIV/0! | #DIV/0! | 0
0 | 0 | - | 0 | 0 | 0 | 0 | #DIV/0! | #DIV/0! | 0
0 | 0 | - | 0 | 0 | 0 | 0 | #DIV/0! | #DIV/0! | 0
0 | 0 | - | 0 | 0 | 0 | 0 | #DIV/0! | #DIV/0! | 0
0 | 0 | - | 0 | 0 | 0 | 0 | #DIV/0! | #DIV/0! | 0
0 | 0 | - | 0 | 0 | 0 | 0 | #DIV/0! | #DIV/0! | 0
0 | 0 | - | 0 | 0 | 0 | 0 | #DIV/0! | #DIV/0! | 0
0 | 0 | - | 0 | 0 | 0 | 0 | #DIV/0! | #DIV/0! | 0
0 | 0 | - | 0 | 0 | 0 | 0 | #DIV/0! | #DIV/0! | 0
0 | 0 | - | 0 | 0 | 0 | 0 | #DIV/0! | #DIV/0! | 0
0 | 0 | - | 0 | 0 | 0 | 0 | #DIV/0! | #DIV/0! | 0
0 | 0 | - | 0 | 0 | 0 | 0 | #DIV/0! | #DIV/0! | 0
0 | 0 | - | 0 | 0 | 0 | 0 | #DIV/0! | #DIV/0! | 0
0 | 0 | - | 0 | 0 | 0 | 0 | #DIV/0! | #DIV/0! | 0
0 | 0 | - | 0 | 0 | 0 | 0 | #DIV/0! | #DIV/0! | 0
0 | 0 | - | 0 | 0 | 0 | 0 | #DIV/0! | #DIV/0! | 0
0 | 0 | - | 0 | 0 | 0 | 0 | #DIV/0! | #DIV/0! | 0
0 | 0 | - | 0 | 0 | 0 | 0 | #DIV/0! | #DIV/0! | 0
0 | 0 | - | 0 | 0 | 0 | 0 | #DIV/0! | #DIV/0! | 0
0 | 0 | - | 0 | 0 | 0 | 0 | #DIV/0! | #DIV/0! | 0
0 | 0 | - | 0 | 0 | 0 | 0 | #DIV/0! | #DIV/0! | 0
0 | 0 | - | 0 | 0 | 0 | 0 | #DIV/0! | #DIV/0! | 0
0 | 0 | - | 0 | 0 | 0 | 0 | #DIV/0! | #DIV/0! | 0
0 | 0 | - | 0 | 0 | 0 | 0 | #DIV/0! | #DIV/0! | 0
0 | 0 | - | 0 | 0 | 0 | 0 | #DIV/0! | #DIV/0! | 0
0 | 0 | - | 0 | 0 | 0 | 0 | #DIV/0! | #DIV/0! | 0
0 | 0 | - | 0 | 0 | 0 | 0 | #DIV/0! | #DIV/0! | 0
0 | 0 | - | 0 | 0 | 0 | 0 | #DIV/0! | #DIV/0! | 0
0 | 0 | - | 0 | 0 | 0 | 0 | #DIV/0! | #DIV/0! | 0
0 | 0 | - | 0 | 0 | 0 | 0 | #DIV/0! | #DIV/0! | 0
0 | 0 | - | 0 | 0 | 0 | 0 | #DIV/0! | #DIV/0! | 0
0 | 0 | - | 0 | 0 | 0 | 0 | #DIV/0! | #DIV/0! | 0
0 | 0 | - | 0 | 0 | 0 | 0 | #DIV/0! | #DIV/0! | 0
0 | 0 | - | 0 | 0 | 0 | 0 | #DIV/0! | #DIV/0! | 0
0 | 0 | - | 0 | 0 | 0 | 0 | #DIV/0! | #DIV/0! | 0
0 | 0 | - | 0 | 0 | 0 | 0 | #DIV/0! | #DIV/0! | 0
0 | 0 | - | 0 | 0 | 0 | 0 | #DIV/0! | #DIV/0! | 0
0 | 0 | - | 0 | 0 | 0 | 0 | #DIV/0! | #DIV/0! | 0
0 | 0 | - | 0 | 0 | 0 | 0 | #DIV/0! | #DIV/0! | 0
0 | 0 | - | 0 | 0 | 0 | 0 | #DIV/0! | #DIV/0! | 0
0 | 0 | - | 0 | 0 | 0 | 0 | #DIV/0! | #DIV/0! | 0
0 | 0 | - | 0 | 0 | 0 | 0 | #DIV/0! | #DIV/0! | 0
0 | 0 | - | 0 | 0 | 0 | 0 | #DIV/0! | #DIV/0! | 0
0 | 0 | - | 0 | 0 | 0 | 0 | #DIV/0! | #DIV/0! | 0
0 | 0 | - | 0 | 0 | 0 | 0 | #DIV/0! | #DIV/0! | 0
0 | 0 | - | 0 | 0 | 0 | 0 | #DIV/0! | #DIV/0! | 0
0 | 0 | - | 0 | 0 | 0 | 0 | #DIV/0! | #DIV/0! | 0
0 | 0 | - | 0 | 0 | 0 | 0 | #DIV/0! | #DIV/0! | 0
0 | 0 | - | 0 | 0 | 0 | 0 | #DIV/0! | #DIV/0! | 0
0 | 0 | - | 0 | 0 | 0 | 0 | #DIV/0! | #DIV/0! | 0
0 | 0 | - | 0 | 0 | 0 | 0 | #DIV/0! | #DIV/0! | 0
0 | 0 | - | 0 | 0 | 0 | 0 | #DIV/0! | #DIV/0! | 0
0 | 0 | - | 0 | 0 | 0 | 0 | #DIV/0! | #DIV/0! | 0
0 | 0 | - | 0 | 0 | 0 | 0 | #DIV/0! | #DIV/0! | 0
0 | 0 | - | 0 | 0 | 0 | 0 | #DIV/0! | #DIV/0! | 0
0 | 0 | - | 0 | 0 | 0 | 0 | #DIV/0! | #DIV/0! | 0
0 | 0 | - | 0 | 0 | 0 | 0 | #DIV/0! | #DIV/0! | 0
0 | 0 | - | 0 | 0 | 0 | 0 | #DIV/0! | #DIV/0! | 0
0 | 0 | - | 0 | 0 | 0 | 0 | #DIV/0! | #DIV/0! | 0
0 | 0 | - | 0 | 0 | 0 | 0 | #DIV/0! | #DIV/0! | 0
0 | 0 | - | 0 | 0 | 0 | 0 | #DIV/0! | #DIV/0! | 0
0 | 0 | - | 0 | 0 | 0 | 0 | #DIV/0! | #DIV/0! | 0
0 | 0 | - | 0 | 0 | 0 | 0 | #DIV/0! | #DIV/0! | 0
0 | 0 | - | 0 | 0 | 0 | 0 | #DIV/0! | #DIV/0! | 0
0 | 0 | - | 0 | 0 | 0 | 0 | #DIV/0! | #DIV/0! | 0
0 | 0 | - | 0 | 0 | 0 | 0 | #DIV/0! | #DIV/0! | 0
0 | 0 | - | 0 | 0 | 0 | 0 | #DIV/0! | #DIV/0! | 0
0 | 0 | - | 0 | 0 | 0 | 0 | #DIV/0! | #DIV/0! | 0
0 | 0 | - | 0 | 0 | 0 | 0 | #DIV/0! | #DIV/0! | 0
0 | 0 | - | 0 | 0 | 0 | 0 | #DIV/0! | #DIV/0! | 0
0 | 0 | - | 0 | 0 | 0 | 0 | #DIV/0! | #DIV/0! | 0
0 | 0 | - | 0 | 0 | 0 | 0 | #DIV/0! | #DIV/0! | 0
0 | 0 | - | 0 | 0 | 0 | 0 | #DIV/0! | #DIV/0! | 0
0 | 0 | - | 0 | 0 | 0 | 0 | #DIV/0! | #DIV/0! | 0
0 | 0 | - | 0 | 0 | 0 | 0 | #DIV/0! | #DIV/0! | 0
0 | 0 | - | 0 | 0 | 0 | 0 | #DIV/0! | #DIV/0! | 0
0 | 0 | - | 0 | 0 | 0 | 0 | #DIV/0! | #DIV/0! | 0
0 | 0 | - | 0 | 0 | 0 | 0 | #DIV/0! | #DIV/0! | 0
0 | 0 | - | 0 | 0 | 0 | 0 | #DIV/0! | #DIV/0! | 0
0 | 0 | - | 0 | 0 | 0 | 0 | #DIV/0! | #DIV/0! | 0
0 | 0 | - | 0 | 0 | 0 | 0 | #DIV/0! | #DIV/0! | 0
0 | 0 | - | 0 | 0 | 0 | 0 | #DIV/0! | #DIV/0! | 0
0 | 0 | - | 0 | 0 | 0 | 0 | #DIV/0! | #DIV/0! | 0
0 | 0 | - | 0 | 0 | 0 | 0 | #DIV/0! | #DIV/0! | 0
0 | 0 | - | 0 | 0 | 0 | 0 | #DIV/0! | #DIV/0! | 0
0 | 0 | - | 0 | 0 | 0 | 0 | #DIV/0! | #DIV/0! | 0
0 | 0 | - | 0 | 0 | 0 | 0 | #DIV/0! | #DIV/0! | 0
0 | 0 | - | 0 | 0 | 0 | 0 | #DIV/0! | #DIV/0! | 0
0 | 0 | - | 0 | 0 | 0 | 0 | #DIV/0! | #DIV/0! | 0
0 | 0 | - | 0 | 0 | 0 | 0 | #DIV/0! | #DIV/0! | 0
0 | 0 | - | 0 | 0 | 0 | 0 | #DIV/0! | #DIV/0! | 0
0 | 0 | - | 0 | 0 | 0 | 0 | #DIV/0! | #DIV/0! | 0
0 | 0 | - | 0 | 0 | 0 | 0 | #DIV/0! | #DIV/0! | 0
0 | 0 | - | 0 | 0 | 0 | 0 | #DIV/0! | #DIV/0! | 0
0 | 0 | - | 0 | 0 | 0 | 0 | #DIV/0! | #DIV/0! | 0
0 | 0 | - | 0 | 0 | 0 | 0 | #DIV/0! | #DIV/0! | 0
0 | 0 | - | 0 | 0 | 0 | 0 | #DIV/0! | #DIV/0! | 0
0 | 0 | - | 0 | 0 | 0 | 0 | #DIV/0! | #DIV/0! | 0
0 | 0 | - | 0 | 0 | 0 | 0 | #DIV/0! | #DIV/0! | 0
0 | 0 | - | 0 | 0 | 0 | 0 | #DIV/0! | #DIV/0! | 0
0 | 0 | - | 0 | 0 | 0 | 0 | #DIV/0! | #DIV/0! | 0
0 | 0 | - | 0 | 0 | 0 | 0 | #DIV/0! | #DIV/0! | 0
0 | 0 | - | 0 | 0 | 0 | 0 | #DIV/0! | #DIV/0! | 0
0 | 0 | - | 0 | 0 | 0 | 0 | #DIV/0! | #DIV/0! | 0
0 | 0 | - | 0 | 0 | 0 | 0 | #DIV/0! | #DIV/0! | 0
0 | 0 | - | 0 | 0 | 0 | 0 | #DIV/0! | #DIV/0! | 0
0 | 0 | - | 0 | 0 | 0 | 0 | #DIV/0! | #DIV/0! | 0
0 | 0 | - | 0 | 0 | 0 | 0 | #DIV/0! | #DIV/0! | 0
0 | 0 | - | 0 | 0 | 0 | 0 | #DIV/0! | #DIV/0! | 0
0 | 0 | - | 0 | 0 | 0 | 0 | #DIV/0! | #DIV/0! | 0
0 | 0 | - | 0 | 0 | 0 | 0 | #DIV/0! | #DIV/0! | 0
0 | 0 | - | 0 | 0 | 0 | 0 | #DIV/0! | #DIV/0! | 0
0 | 0 | - | 0 | 0 | 0 | 0 | #DIV/0! | #DIV/0! | 0
0 | 0 | - | 0 | 0 | 0 | 0 | #DIV/0! | #DIV/0! | 0
0 | 0 | - | 0 | 0 | 0 | 0 | #DIV/0! | #DIV/0! | 0
0 | 0 | - | 0 | 0 | 0 | 0 | #DIV/0! | #DIV/0! | 0
0 | 0 | - | 0 | 0 | 0 | 0 | #DIV/0! | #DIV/0! | 0
0 | 0 | - | 0 | 0 | 0 | 0 | #DIV/0! | #DIV/0! | 0
0 | 0 | - | 0 | 0 | 0 | 0 | #DIV/0! | #DIV/0! | 0
0 | 0 | - | 0 | 0 | 0 | 0 | #DIV/0! | #DIV/0! | 0
0 | 0 | - | 0 | 0 | 0 | 0 | #DIV/0! | #DIV/0! | 0
0 | 0 | - | 0 | 0 | 0 | 0 | #DIV/0! | #DIV/0! | 0
0 | 0 | - | 0 | 0 | 0 | 0 | #DIV/0! | #DIV/0! | 0
0 | 0 | - | 0 | 0 | 0 | 0 | #DIV/0! | #DIV/0! | 0
0 | 0 | - | 0 | 0 | 0 | 0 | #DIV/0! | #DIV/0! | 0
0 | 0 | - | 0 | 0 | 0 | 0 | #DIV/0! | #DIV/0! | 0
0 | 0 | - | 0 | 0 | 0 | 0 | #DIV/0! | #DIV/0! | 0
0 | 0 | - | 0 | 0 | 0 | 0 | #DIV/0! | #DIV/0! | 0
0 | 0 | - | 0 | 0 | 0 | 0 | #DIV/0! | #DIV/0! | 0
0 | 0 | - | 0 | 0 | 0 | 0 | #DIV/0! | #DIV/0! | 0
0 | 0 | - | 0 | 0 | 0 | 0 | #DIV/0! | #DIV/0! | 0
0 | 0 | - | 0 | 0 | 0 | 0 | #DIV/0! | #DIV/0! | 0
0 | 0 | - | 0 | 0 | 0 | 0 | #DIV/0! | #DIV/0! | 0
0 | 0 | - | 0 | 0 | 0 | 0 | #DIV/0! | #DIV/0! | 0
0 | 0 | - | 0 | 0 | 0 | 0 | #DIV/0! | #DIV/0! | 0
0 | 0 | - | 0 | 0 | 0 | 0 | #DIV/0! | #DIV/0! | 0
0 | 0 | - | 0 | 0 | 0 | 0 | #DIV/0! | #DIV/0! | 0
0 | 0 | - | 0 | 0 | 0 | 0 | #DIV/0! | #DIV/0! | 0
0 | 0 | - | 0 | 0 | 0 | 0 | #DIV/0! | #DIV/0! | 0
0 | 0 | - | 0 | 0 | 0 | 0 | #DIV/0! | #DIV/0! | 0
0 | 0 | - | 0 | 0 | 0 | 0 | #DIV/0! | #DIV/0! | 0
0 | 0 | - | 0 | 0 | 0 | 0 | #DIV/0! | #DIV/0! | 0
0 | 0 | - | 0 | 0 | 0 | 0 | #DIV/0! | #DIV/0! | 0
0 | 0 | - | 0 | 0 | 0 | 0 | #DIV/0! | #DIV/0! | 0
0 | 0 | - | 0 | 0 | 0 | 0 | #DIV/0! | #DIV/0! | 0
0 | 0 | - | 0 | 0 | 0 | 0 | #DIV/0! | #DIV/0! | 0
0 | 0 | - | 0 | 0 | 0 | 0 | #DIV/0! | #DIV/0! | 0
0 | 0 | - | 0 | 0 | 0 | 0 | #DIV/0! | #DIV/0! | 0
0 | 0 | - | 0 | 0 | 0 | 0 | #DIV/0! | #DIV/0! | 0
0 | 0 | - | 0 | 0 | 0 | 0 | #DIV/0! | #DIV/0! | 0
0 | 0 | - | 0 | 0 | 0 | 0 | #DIV/0! | #DIV/0! | 0
0 | 0 | - | 0 | 0 | 0 | 0 | #DIV/0! | #DIV/0! | 0
0 | 0 | - | 0 | 0 | 0 | 0 | #DIV/0! | #DIV/0! | 0
0 | 0 | - | 0 | 0 | 0 | 0 | #DIV/0! | #DIV/0! | 0
0 | 0 | - | 0 | 0 | 0 | 0 | #DIV/0! | #DIV/0! | 0
0 | 0 | - | 0 | 0 | 0 | 0 | #DIV/0! | #DIV/0! | 0
0 | 0 | - | 0 | 0 | 0 | 0 | #DIV/0! | #DIV/0! | 0
0 | 0 | - | 0 | 0 | 0 | 0 | #DIV/0! | #DIV/0! | 0
0 | 0 | - | 0 | 0 | 0 | 0 | #DIV/0! | #DIV/0! | 0
0 | 0 | - | 0 | 0 | 0 | 0 | #DIV/0! | #DIV/0! | 0
0 | 0 | - | 0 | 0 | 0 | 0 | #DIV/0! | #DIV/0! | 0
0 | 0 | - | 0 | 0 | 0 | 0 | #DIV/0! | #DIV/0! | 0
0 | 0 | - | 0 | 0 | 0 | 0 | #DIV/0! | #DIV/0! | 0
0 | 0 | - | 0 | 0 | 0 | 0 | #DIV/0! | #DIV/0! | 0
0 | 0 | - | 0 | 0 | 0 | 0 | #DIV/0! | #DIV/0! | 0
0 | 0 | - | 0 | 0 | 0 | 0 | #DIV/0! | #DIV/0! | 0
0 | 0 | - | 0 | 0 | 0 | 0 | #DIV/0! | #DIV/0! | 0
0 | 0 | - | 0 | 0 | 0 | 0 | #DIV/0! | #DIV/0! | 0
0 | 0 | - | 0 | 0 | 0 | 0 | #DIV/0! | #DIV/0! | 0
0 | 0 | - | 0 | 0 | 0 | 0 | #DIV/0! | #DIV/0! | 0
0 | 0 | - | 0 | 0 | 0 | 0 | #DIV/0! | #DIV/0! | 0
0 | 0 | - | 0 | 0 | 0 | 0 | #DIV/0! | #DIV/0! | 0
0 | 0 | - | 0 | 0 | 0 | 0 | #DIV/0! | #DIV/0! | 0
0 | 0 | - | 0 | 0 | 0 | 0 | #DIV/0! | #DIV/0! | 0
0 | 0 | - | 0 | 0 | 0 | 0 | #DIV/0! | #DIV/0! | 0
0 | 0 | - | 0 | 0 | 0 | 0 | #DIV/0! | #DIV/0! | 0
0 | 0 | - | 0 | 0 | 0 | 0 | #DIV/0! | #DIV/0! | 0
0 | 0 | - | 0 | 0 | 0 | 0 | #DIV/0! | #DIV/0! | 0
0 | 0 | - | 0 | 0 | 0 | 0 | #DIV/0! | #DIV/0! | 0
0 | 0 | - | 0 | 0 | 0 | 0 | #DIV/0! | #DIV/0! | 0
0 | 0 | - | 0 | 0 | 0 | 0 | #DIV/0! | #DIV/0! | 0
0 | 0 | - | 0 | 0 | 0 | 0 | #DIV/0! | #DIV/0! | 0
0 | 0 | - | 0 | 0 | 0 | 0 | #DIV/0! | #DIV/0! | 0
0 | 0 | - | 0 | 0 | 0 | 0 | #DIV/0! | #DIV/0! | 0
0 | 0 | - | 0 | 0 | 0 | 0 | #DIV/0! | #DIV/0! | 0
0 | 0 | - | 0 | 0 | 0 | 0 | #DIV/0! | #DIV/0! | 0
0 | 0 | - | 0 | 0 | 0 | 0 | #DIV/0! | #DIV/0! | 0
0 | 0 | - | 0 | 0 | 0 | 0 | #DIV/0! | #DIV/0! | 0
0 | 0 | - | 0 | 0 | 0 | 0 | #DIV/0! | #DIV/0! | 0
0 | 0 | - | 0 | 0 | 0 | 0 | #DIV/0! | #DIV/0! | 0
0 | 0 | - | 0 | 0 | 0 | 0 | #DIV/0! | #DIV/0! | 0
0 | 0 | - | 0 | 0 | 0 | 0 | #DIV/0! | #DIV/0! | 0
0 | 0 | - | 0 | 0 | 0 | 0 | #DIV/0! | #DIV/0! | 0
0 | 0 | - | 0 | 0 | 0 | 0 | #DIV/0! | #DIV/0! | 0
0 | 0 | - | 0 | 0 | 0 | 0 | #DIV/0! | #DIV/0! | 0
0 | 0 | - | 0 | 0 | 0 | 0 | #DIV/0! | #DIV/0! | 0
0 | 0 | - | 0 | 0 | 0 | 0 | #DIV/0! | #DIV/0! | 0
0 | 0 | - | 0 | 0 | 0 | 0 | #DIV/0! | #DIV/0! | 0
0 | 0 | - | 0 | 0 | 0 | 0 | #DIV/0! | #DIV/0! | 0
0 | 0 | - | 0 | 0 | 0 | 0 | #DIV/0! | #DIV/0! | 0
0 | 0 | - | 0 | 0 | 0 | 0 | #DIV/0! | #DIV/0! | 0
0 | 0 | - | 0 | 0 | 0 | 0 | #DIV/0! | #DIV/0! | 0
0 | 0 | - | 0 | 0 | 0 | 0 | #DIV/0! | #DIV/0! | 0
0 | 0 | - | 0 | 0 | 0 | 0 | #DIV/0! | #DIV/0! | 0
0 | 0 | - | 0 | 0 | 0 | 0 | #DIV/0! | #DIV/0! | 0
0 | 0 | - | 0 | 0 | 0 | 0 | #DIV/0! | #DIV/0! | 0
0 | 0 | - | 0 | 0 | 0 | 0 | #DIV/0! | #DIV/0! | 0
0 | 0 | - | 0 | 0 | 0 | 0 | #DIV/0! | #DIV/0! | 0
0 | 0 | - | 0 | 0 | 0 | 0 | #DIV/0! | #DIV/0! | 0
0 | 0 | - | 0 | 0 | 0 | 0 | #DIV/0! | #DIV/0! | 0
0 | 0 | - | 0 | 0 | 0 | 0 | #DIV/0! | #DIV/0! | 0
0 | 0 | - | 0 | 0 | 0 | 0 | #DIV/0! | #DIV/0! | 0
0 | 0 | - | 0 | 0 | 0 | 0 | #DIV/0! | #DIV/0! | 0
0 | 0 | - | 0 | 0 | 0 | 0 | #DIV/0! | #DIV/0! | 0
0 | 0 | - | 0 | 0 | 0 | 0 | #DIV/0! | #DIV/0! | 0
0 | 0 | - | 0 | 0 | 0 | 0 | #DIV/0! | #DIV/0! | 0
0 | 0 | - | 0 | 0 | 0 | 0 | #DIV/0! | #DIV/0! | 0
0 | 0 | - | 0 | 0 | 0 | 0 | #DIV/0! | #DIV/0! | 0
0 | 0 | - | 0 | 0 | 0 | 0 | #DIV/0! | #DIV/0! | 0
0 | 0 | - | 0 | 0 | 0 | 0 | #DIV/0! | #DIV/0! | 0
0 | 0 | - | 0 | 0 | 0 | 0 | #DIV/0! | #DIV/0! | 0
0 | 0 | - | 0 | 0 | 0 | 0 | #DIV/0! | #DIV/0! | 0
0 | 0 | - | 0 | 0 | 0 | 0 | #DIV/0! | #DIV/0! | 0
0 | 0 | - | 0 | 0 | 0 | 0 | #DIV/0! | #DIV/0! | 0
0 | 0 | - | 0 | 0 | 0 | 0 | #DIV/0! | #DIV/0! | 0
0 | 0 | - | 0 | 0 | 0 | 0 | #DIV/0! | #DIV/0! | 0
0 | 0 | - | 0 | 0 | 0 | 0 | #DIV/0! | #DIV/0! | 0
0 | 0 | - | 0 | 0 | 0 | 0 | #DIV/0! | #DIV/0! | 0
0 | 0 | - | 0 | 0 | 0 | 0 | #DIV/0! | #DIV/0! | 0
0 | 0 | - | 0 | 0 | 0 | 0 | #DIV/0! | #DIV/0! | 0
0 | 0 | - | 0 | 0 | 0 | 0 | #DIV/0! | #DIV/0! | 0
0 | 0 | - | 0 | 0 | 0 | 0 | #DIV/0! | #DIV/0! | 0
0 | 0 | - | 0 | 0 | 0 | 0 | #DIV/0! | #DIV/0! | 0
0 | 0 | - | 0 | 0 | 0 | 0 | #DIV/0! | #DIV/0! | 0
0 | 0 | - | 0 | 0 | 0 | 0 | #DIV/0! | #DIV/0! | 0
0 | 0 | - | 0 | 0 | 0 | 0 | #DIV/0! | #DIV/0! | 0
0 | 0 | - | 0 | 0 | 0 | 0 | #DIV/0! | #DIV/0! | 0
0 | 0 | - | 0 | 0 | 0 | 0 | #DIV/0! | #DIV/0! | 0
0 | 0 | - | 0 | 0 | 0 | 0 | #DIV/0! | #DIV/0! | 0
0 | 0 | - | 0 | 0 | 0 | 0 | #DIV/0! | #DIV/0! | 0
0 | 0 | - | 0 | 0 | 0 | 0 | #DIV/0! | #DIV/0! | 0
0 | 0 | - | 0 | 0 | 0 | 0 | #DIV/0! | #DIV/0! | 0
0 | 0 | - | 0 | 0 | 0 | 0 | #DIV/0! | #DIV/0! | 0
0 | 0 | - | 0 | 0 | 0 | 0 | #DIV/0! | #DIV/0! | 0
0 | 0 | - | 0 | 0 | 0 | 0 | #DIV/0! | #DIV/0! | 0
0 | 0 | - | 0 | 0 | 0 | 0 | #DIV/0! | #DIV/0! | 0
0 | 0 | - | 0 | 0 | 0 | 0 | #DIV/0! | #DIV/0! | 0
0 | 0 | - | 0 | 0 | 0 | 0 | #DIV/0! | #DIV/0! | 0
0 | 0 | - | 0 | 0 | 0 | 0 | #DIV/0! | #DIV/0! | 0
0 | 0 | - | 0 | 0 | 0 | 0 | #DIV/0! | #DIV/0! | 0
0 | 0 | - | 0 | 0 | 0 | 0 | #DIV/0! | #DIV/0! | 0
0 | 0 | - | 0 | 0 | 0 | 0 | #DIV/0! | #DIV/0! | 0
0 | 0 | - | 0 | 0 | 0 | 0 | #DIV/0! | #DIV/0! | 0
0 | 0 | - | 0 | 0 | 0 | 0 | #DIV/0! | #DIV/0! | 0
0 | 0 | - | 0 | 0 | 0 | 0 | #DIV/0! | #DIV/0! | 0
0 | 0 | - | 0 | 0 | 0 | 0 | #DIV/0! | #DIV/0! | 0
0 | 0 | - | 0 | 0 | 0 | 0 | #DIV/0! | #DIV/0! | 0
0 | 0 | - | 0 | 0 | 0 | 0 | #DIV/0! | #DIV/0! | 0
0 | 0 | - | 0 | 0 | 0 | 0 | #DIV/0! | #DIV/0! | 0
0 | 0 | - | 0 | 0 | 0 | 0 | #DIV/0! | #DIV/0! | 0
0 | 0 | - | 0 | 0 | 0 | 0 | #DIV/0! | #DIV/0! | 0
0 | 0 | - | 0 | 0 | 0 | 0 | #DIV/0! | #DIV/0! | 0
0 | 0 | - | 0 | 0 | 0 | 0 | #DIV/0! | #DIV/0! | 0
0 | 0 | - | 0 | 0 | 0 | 0 | #DIV/0! | #DIV/0! | 0
0 | 0 | - | 0 | 0 | 0 | 0 | #DIV/0! | #DIV/0! | 0
0 | 0 | - | 0 | 0 | 0 | 0 | #DIV/0! | #DIV/0! | 0
0 | 0 | - | 0 | 0 | 0 | 0 | #DIV/0! | #DIV/0! | 0
0 | 0 | - | 0 | 0 | 0 | 0 | #DIV/0! | #DIV/0! | 0
0 | 0 | - | 0 | 0 | 0 | 0 | #DIV/0! | #DIV/0! | 0
0 | 0 | - | 0 | 0 | 0 | 0 | #DIV/0! | #DIV/0! | 0
0 | 0 | - | 0 | 0 | 0 | 0 | #DIV/0! | #DIV/0! | 0
0 | 0 | - | 0 | 0 | 0 | 0 | #DIV/0! | #DIV/0! | 0
0 | 0 | - | 0 | 0 | 0 | 0 | #DIV/0! | #DIV/0! | 0
0 | 0 | - | 0 | 0 | 0 | 0 | #DIV/0! | #DIV/0! | 0
0 | 0 | - | 0 | 0 | 0 | 0 | #DIV/0! | #DIV/0! | 0
0 | 0 | - | 0 | 0 | 0 | 0 | #DIV/0! | #DIV/0! | 0
0 | 0 | - | 0 | 0 | 0 | 0 | #DIV/0! | #DIV/0! | 0
0 | 0 | - | 0 | 0 | 0 | 0 | #DIV/0! | #DIV/0! | 0
0 | 0 | - | 0 | 0 | 0 | 0 | #DIV/0! | #DIV/0! | 0
0 | 0 | - | 0 | 0 | 0 | 0 | #DIV/0! | #DIV/0! | 0
0 | 0 | - | 0 | 0 | 0 | 0 | #DIV/0! | #DIV/0! | 0
0 | 0 | - | 0 | 0 | 0 | 0 | #DIV/0! | #DIV/0! | 0
0 | 0 | - | 0 | 0 | 0 | 0 | #DIV/0! | #DIV/0! | 0
0 | 0 | - | 0 | 0 | 0 | 0 | #DIV/0! | #DIV/0! | 0
0 | 0 | - | 0 | 0 | 0 | 0 | #DIV/0! | #DIV/0! | 0
0 | 0 | - | 0 | 0 | 0 | 0 | #DIV/0! | #DIV/0! | 0
0 | 0 | - | 0 | 0 | 0 | 0 | #DIV/0! | #DIV/0! | 0
0 | 0 | - | 0 | 0 | 0 | 0 | #DIV/0! | #DIV/0! | 0
0 | 0 | - | 0 | 0 | 0 | 0 | #DIV/0! | #DIV/0! | 0
0 | 0 | - | 0 | 0 | 0 | 0 | #DIV/0! | #DIV/0! | 0
0 | 0 | - | 0 | 0 | 0 | 0 | #DIV/0! | #DIV/0! | 0
0 | 0 | - | 0 | 0 | 0 | 0 | #DIV/0! | #DIV/0! | 0
0 | 0 | - | 0 | 0 | 0 | 0 | #DIV/0! | #DIV/0! | 0
0 | 0 | - | 0 | 0 | 0 | 0 | #DIV/0! | #DIV/0! | 0
0 | 0 | - | 0 | 0 | 0 | 0 | #DIV/0! | #DIV/0! | 0
0 | 0 | - | 0 | 0 | 0 | 0 | #DIV/0! | #DIV/0! | 0
0 | 0 | - | 0 | 0 | 0 | 0 | #DIV/0! | #DIV/0! | 0
0 | 0 | - | 0 | 0 | 0 | 0 | #DIV/0! | #DIV/0! | 0
0 | 0 | - | 0 | 0 | 0 | 0 | #DIV/0! | #DIV/0! | 0
0 | 0 | - | 0 | 0 | 0 | 0 | #DIV/0! | #DIV/0! | 0
0 | 0 | - | 0 | 0 | 0 | 0 | #DIV/0! | #DIV/0! | 0
0 | 0 | - | 0 | 0 | 0 | 0 | #DIV/0! | #DIV/0! | 0
0 | 0 | - | 0 | 0 | 0 | 0 | #DIV/0! | #DIV/0! | 0
0 | 0 | - | 0 | 0 | 0 | 0 | #DIV/0! | #DIV/0! | 0
0 | 0 | - | 0 | 0 | 0 | 0 | #DIV/0! | #DIV/0! | 0
0 | 0 | - | 0 | 0 | 0 | 0 | #DIV/0! | #DIV/0! | 0
0 | 0 | - | 0 | 0 | 0 | 0 | #DIV/0! | #DIV/0! | 0
0 | 0 | - | 0 | 0 | 0 | 0 | #DIV/0! | #DIV/0! | 0
0 | 0 | - | 0 | 0 | 0 | 0 | #DIV/0! | #DIV/0! | 0
0 | 0 | - | 0 | 0 | 0 | 0 | #DIV/0! | #DIV/0! | 0
0 | 0 | - | 0 | 0 | 0 | 0 | #DIV/0! | #DIV/0! | 0
0 | 0 | - | 0 | 0 | 0 | 0 | #DIV/0! | #DIV/0! | 0
0 | 0 | - | 0 | 0 | 0 | 0 | #DIV/0! | #DIV/0! | 0
0 | 0 | - | 0 | 0 | 0 | 0 | #DIV/0! | #DIV/0! | 0
0 | 0 | - | 0 | 0 | 0 | 0 | #DIV/0! | #DIV/0! | 0
0 | 0 | - | 0 | 0 | 0 | 0 | #DIV/0! | #DIV/0! | 0
0 | 0 | - | 0 | 0 | 0 | 0 | #DIV/0! | #DIV/0! | 0
0 | 0 | - | 0 | 0 | 0 | 0 | #DIV/0! | #DIV/0! | 0
0 | 0 | - | 0 | 0 | 0 | 0 | #DIV/0! | #DIV/0! | 0
0 | 0 | - | 0 | 0 | 0 | 0 | #DIV/0! | #DIV/0! | 0
0 | 0 | - | 0 | 0 | 0 | 0 | #DIV/0! | #DIV/0! | 0
0 | 0 | - | 0 | 0 | 0 | 0 | #DIV/0! | #DIV/0! | 0
0 | 0 | - | 0 | 0 | 0 | 0 | #DIV/0! | #DIV/0! | 0
0 | 0 | - | 0 | 0 | 0 | 0 | #DIV/0! | #DIV/0! | 0
0 | 0 | - | 0 | 0 | 0 | 0 | #DIV/0! | #DIV/0! | 0
0 | 0 | - | 0 | 0 | 0 | 0 | #DIV/0! | #DIV/0! | 0
0 | 0 | - | 0 | 0 | 0 | 0 | #DIV/0! | #DIV/0! | 0
0 | 0 | - | 0 | 0 | 0 | 0 | #DIV/0! | #DIV/0! | 0
0 | 0 | - | 0 | 0 | 0 | 0 | #DIV/0! | #DIV/0! | 0
0 | 0 | - | 0 | 0 | 0 | 0 | #DIV/0! | #DIV/0! | 0
0 | 0 | - | 0 | 0 | 0 | 0 | #DIV/0! | #DIV/0! | 0
0 | 0 | - | 0 | 0 | 0 | 0 | #DIV/0! | #DIV/0! | 0
0 | 0 | - | 0 | 0 | 0 | 0 | #DIV/0! | #DIV/0! | 0
0 | 0 | - | 0 | 0 | 0 | 0 | #DIV/0! | #DIV/0! | 0
0 | 0 | - | 0 | 0 | 0 | 0 | #DIV/0! | #DIV/0! | 0
0 | 0 | - | 0 | 0 | 0 | 0 | #DIV/0! | #DIV/0! | 0
0 | 0 | - | 0 | 0 | 0 | 0 | #DIV/0! | #DIV/0! | 0
0 | 0 | - | 0 | 0 | 0 | 0 | #DIV/0! | #DIV/0! | 0
0 | 0 | - | 0 | 0 | 0 | 0 | #DIV/0! | #DIV/0! | 0
0 | 0 | - | 0 | 0 | 0 | 0 | #DIV/0! | #DIV/0! | 0
0 | 0 | - | 0 | 0 | 0 | 0 | #DIV/0! | #DIV/0! | 0
0 | 0 | - | 0 | 0 | 0 | 0 | #DIV/0! | #DIV/0! | 0
0 | 0 | - | 0 | 0 | 0 | 0 | #DIV/0! | #DIV/0! | 0
0 | 0 | - | 0 | 0 | 0 | 0 | #DIV/0! | #DIV/0! | 0
0 | 0 | - | 0 | 0 | 0 | 0 | #DIV/0! | #DIV/0! | 0
0 | 0 | - | 0 | 0 | 0 | 0 | #DIV/0! | #DIV/0! | 0
0 | 0 | - | 0 | 0 | 0 | 0 | #DIV/0! | #DIV/0! | 0
0 | 0 | - | 0 | 0 | 0 | 0 | #DIV/0! | #DIV/0! | 0
0 | 0 | - | 0 | 0 | 0 | 0 | #DIV/0! | #DIV/0! | 0
0 | 0 | - | 0 | 0 | 0 | 0 | #DIV/0! | #DIV/0! | 0
0 | 0 | - | 0 | 0 | 0 | 0 | #DIV/0! | #DIV/0! | 0
0 | 0 | - | 0 | 0 | 0 | 0 | #DIV/0! | #DIV/0! | 0
0 | 0 | - | 0 | 0 | 0 | 0 | #DIV/0! | #DIV/0! | 0
0 | 0 | - | 0 | 0 | 0 | 0 | #DIV/0! | #DIV/0! | 0
0 | 0 | - | 0 | 0 | 0 | 0 | #DIV/0! | #DIV/0! | 0
0 | 0 | - | 0 | 0 | 0 | 0 | #DIV/0! | #DIV/0! | 0
0 | 0 | - | 0 | 0 | 0 | 0 | #DIV/0! | #DIV/0! | 0
0 | 0 | - | 0 | 0 | 0 | 0 | #DIV/0! | #DIV/0! | 0
0 | 0 | - | 0 | 0 | 0 | 0 | #DIV/0! | #DIV/0! | 0
0 | 0 | - | 0 | 0 | 0 | 0 | #DIV/0! | #DIV/0! | 0
0 | 0 | - | 0 | 0 | 0 | 0 | #DIV/0! | #DIV/0! | 0
0 | 0 | - | 0 | 0 | 0 | 0 | #DIV/0! | #DIV/0! | 0
0 | 0 | - | 0 | 0 | 0 | 0 | #DIV/0! | #DIV/0! | 0
0 | 0 | - | 0 | 0 | 0 | 0 | #DIV/0! | #DIV/0! | 0
0 | 0 | - | 0 | 0 | 0 | 0 | #DIV/0! | #DIV/0! | 0
0 | 0 | - | 0 | 0 | 0 | 0 | #DIV/0! | #DIV/0! | 0
0 | 0 | - | 0 | 0 | 0 | 0 | #DIV/0! | #DIV/0! | 0
0 | 0 | - | 0 | 0 | 0 | 0 | #DIV/0! | #DIV/0! | 0
0 | 0 | - | 0 | 0 | 0 | 0 | #DIV/0! | #DIV/0! | 0
0 | 0 | - | 0 | 0 | 0 | 0 | #DIV/0! | #DIV/0! | 0
0 | 0 | - | 0 | 0 | 0 | 0 | #DIV/0! | #DIV/0! | 0
0 | 0 | - | 0 | 0 | 0 | 0 | #DIV/0! | #DIV/0! | 0
0 | 0 | - | 0 | 0 | 0 | 0 | #DIV/0! | #DIV/0! | 0
0 | 0 | - | 0 | 0 | 0 | 0 | #DIV/0! | #DIV/0! | 0
0 | 0 | - | 0 | 0 | 0 | 0 | #DIV/0! | #DIV/0! | 0
0 | 0 | - | 0 | 0 | 0 | 0 | #DIV/0! | #DIV/0! | 0
0 | 0 | - | 0 | 0 | 0 | 0 | #DIV/0! | #DIV/0! | 0
0 | 0 | - | 0 | 0 | 0 | 0 | #DIV/0! | #DIV/0! | 0
0 | 0 | - | 0 | 0 | 0 | 0 | #DIV/0! | #DIV/0! | 0
0 | 0 | - | 0 | 0 | 0 | 0 | #DIV/0! | #DIV/0! | 0
0 | 0 | - | 0 | 0 | 0 | 0 | #DIV/0! | #DIV/0! | 0
0 | 0 | - | 0 | 0 | 0 | 0 | #DIV/0! | #DIV/0! | 0
0 | 0 | - | 0 | 0 | 0 | 0 | #DIV/0! | #DIV/0! | 0
0 | 0 | - | 0 | 0 | 0 | 0 | #DIV/0! | #DIV/0! | 0
0 | 0 | - | 0 | 0 | 0 | 0 | #DIV/0! | #DIV/0! | 0
0 | 0 | - | 0 | 0 | 0 | 0 | #DIV/0! | #DIV/0! | 0
0 | 0 | - | 0 | 0 | 0 | 0 | #DIV/0! | #DIV/0! | 0
0 | 0 | - | 0 | 0 | 0 | 0 | #DIV/0! | #DIV/0! | 0
0 | 0 | - | 0 | 0 | 0 | 0 | #DIV/0! | #DIV/0! | 0
0 | 0 | - | 0 | 0 | 0 | 0 | #DIV/0! | #DIV/0! | 0
0 | 0 | - | 0 | 0 | 0 | 0 | #DIV/0! | #DIV/0! | 0
0 | 0 | - | 0 | 0 | 0 | 0 | #DIV/0! | #DIV/0! | 0
0 | 0 | - | 0 | 0 | 0 | 0 | #DIV/0! | #DIV/0! | 0
0 | 0 | - | 0 | 0 | 0 | 0 | #DIV/0! | #DIV/0! | 0
0 | 0 | - | 0 | 0 | 0 | 0 | #DIV/0! | #DIV/0! | 0
0 | 0 | - | 0 | 0 | 0 | 0 | #DIV/0! | #DIV/0! | 0
0 | 0 | - | 0 | 0 | 0 | 0 | #DIV/0! | #DIV/0! | 0
0 | 0 | - | 0 | 0 | 0 | 0 | #DIV/0! | #DIV/0! | 0
0 | 0 | - | 0 | 0 | 0 | 0 | #DIV/0! | #DIV/0! | 0
0 | 0 | - | 0 | 0 | 0 | 0 | #DIV/0! | #DIV/0! | 0
0 | 0 | - | 0 | 0 | 0 | 0 | #DIV/0! | #DIV/0! | 0
0 | 0 | - | 0 | 0 | 0 | 0 | #DIV/0! | #DIV/0! | 0
0 | 0 | - | 0 | 0 | 0 | 0 | #DIV/0! | #DIV/0! | 0
0 | 0 | - | 0 | 0 | 0 | 0 | #DIV/0! | #DIV/0! | 0
0 | 0 | - | 0 | 0 | 0 | 0 | #DIV/0! | #DIV/0! | 0
0 | 0 | - | 0 | 0 | 0 | 0 | #DIV/0! | #DIV/0! | 0
0 | 0 | - | 0 | 0 | 0 | 0 | #DIV/0! | #DIV/0! | 0
0 | 0 | - | 0 | 0 | 0 | 0 | #DIV/0! | #DIV/0! | 0
0 | 0 | - | 0 | 0 | 0 | 0 | #DIV/0! | #DIV/0! | 0
0 | 0 | - | 0 | 0 | 0 | 0 | #DIV/0! | #DIV/0! | 0
0 | 0 | - | 0 | 0 | 0 | 0 | #DIV/0! | #DIV/0! | 0
0 | 0 | - | 0 | 0 | 0 | 0 | #DIV/0! | #DIV/0! | 0
0 | 0 | - | 0 | 0 | 0 | 0 | #DIV/0! | #DIV/0! | 0
0 | 0 | - | 0 | 0 | 0 | 0 | #DIV/0! | #DIV/0! | 0
0 | 0 | - | 0 | 0 | 0 | 0 | #DIV/0! | #DIV/0! | 0
0 | 0 | - | 0 | 0 | 0 | 0 | #DIV/0! | #DIV/0! | 0
0 | 0 | - | 0 | 0 | 0 | 0 | #DIV/0! | #DIV/0! | 0
0 | 0 | - | 0 | 0 | 0 | 0 | #DIV/0! | #DIV/0! | 0
0 | 0 | - | 0 | 0 | 0 | 0 | #DIV/0! | #DIV/0! | 0
0 | 0 | - | 0 | 0 | 0 | 0 | #DIV/0! | #DIV/0! | 0
0 | 0 | - | 0 | 0 | 0 | 0 | #DIV/0! | #DIV/0! | 0
0 | 0 | - | 0 | 0 | 0 | 0 | #DIV/0! | #DIV/0! | 0
0 | 0 | - | 0 | 0 | 0 | 0 | #DIV/0! | #DIV/0! | 0
0 | 0 | - | 0 | 0 | 0 | 0 | #DIV/0! | #DIV/0! | 0
0 | 0 | - | 0 | 0 | 0 | 0 | #DIV/0! | #DIV/0! | 0
0 | 0 | - | 0 | 0 | 0 | 0 | #DIV/0! | #DIV/0! | 0
0 | 0 | - | 0 | 0 | 0 | 0 | #DIV/0! | #DIV/0! | 0
0 | 0 | - | 0 | 0 | 0 | 0 | #DIV/0! | #DIV/0! | 0
0 | 0 | - | 0 | 0 | 0 | 0 | #DIV/0! | #DIV/0! | 0
0 | 0 | - | 0 | 0 | 0 | 0 | #DIV/0! | #DIV/0! | 0
0 | 0 | - | 0 | 0 | 0 | 0 | #DIV/0! | #DIV/0! | 0
0 | 0 | - | 0 | 0 | 0 | 0 | #DIV/0! | #DIV/0! | 0
0 | 0 | - | 0 | 0 | 0 | 0 | #DIV/0! | #DIV/0! | 0
0 | 0 | - | 0 | 0 | 0 | 0 | #DIV/0! | #DIV/0! | 0
0 | 0 | - | 0 | 0 | 0 | 0 | #DIV/0! | #DIV/0! | 0
0 | 0 | - | 0 | 0 | 0 | 0 | #DIV/0! | #DIV/0! | 0
0 | 0 | - | 0 | 0 | 0 | 0 | #DIV/0! | #DIV/0! | 0
0 | 0 | - | 0 | 0 | 0 | 0 | #DIV/0! | #DIV/0! | 0
0 | 0 | - | 0 | 0 | 0 | 0 | #DIV/0! | #DIV/0! | 0
0 | 0 | - | 0 | 0 | 0 | 0 | #DIV/0! | #DIV/0! | 0
0 | 0 | - | 0 | 0 | 0 | 0 | #DIV/0! | #DIV/0! | 0
0 | 0 | - | 0 | 0 | 0 | 0 | #DIV/0! | #DIV/0! | 0
0 | 0 | - | 0 | 0 | 0 | 0 | #DIV/0! | #DIV/0! | 0
0 | 0 | - | 0 | 0 | 0 | 0 | #DIV/0! | #DIV/0! | 0
0 | 0 | - | 0 | 0 | 0 | 0 | #DIV/0! | #DIV/0! | 0
0 | 0 | - | 0 | 0 | 0 | 0 | #DIV/0! | #DIV/0! | 0
0 | 0 | - | 0 | 0 | 0 | 0 | #DIV/0! | #DIV/0! | 0
0 | 0 | - | 0 | 0 | 0 | 0 | #DIV/0! | #DIV/0! | 0
0 | 0 | - | 0 | 0 | 0 | 0 | #DIV/0! | #DIV/0! | 0
0 | 0 | - | 0 | 0 | 0 | 0 | #DIV/0! | #DIV/0! | 0
0 | 0 | - | 0 | 0 | 0 | 0 | #DIV/0! | #DIV/0! | 0
0 | 0 | - | 0 | 0 | 0 | 0 | #DIV/0! | #DIV/0! | 0
0 | 0 | - | 0 | 0 | 0 | 0 | #DIV/0! | #DIV/0! | 0
0 | 0 | - | 0 | 0 | 0 | 0 | #DIV/0! | #DIV/0! | 0
0 | 0 | - | 0 | 0 | 0 | 0 | #DIV/0! | #DIV/0! | 0
0 | 0 | - | 0 | 0 | 0 | 0 | #DIV/0! | #DIV/0! | 0
0 | 0 | - | 0 | 0 | 0 | 0 | #DIV/0! | #DIV/0! | 0
0 | 0 | - | 0 | 0 | 0 | 0 | #DIV/0! | #DIV/0! | 0
0 | 0 | - | 0 | 0 | 0 | 0 | #DIV/0! | #DIV/0! | 0
0 | 0 | - | 0 | 0 | 0 | 0 | #DIV/0! | #DIV/0! | 0
0 | 0 | - | 0 | 0 | 0 | 0 | #DIV/0! | #DIV/0! | 0
0 | 0 | - | 0 | 0 | 0 | 0 | #DIV/0! | #DIV/0! | 0
0 | 0 | - | 0 | 0 | 0 | 0 | #DIV/0! | #DIV/0! | 0
0 | 0 | - | 0 | 0 | 0 | 0 | #DIV/0! | #DIV/0! | 0
0 | 0 | - | 0 | 0 | 0 | 0 | #DIV/0! | #DIV/0! | 0
0 | 0 | - | 0 | 0 | 0 | 0 | #DIV/0! | #DIV/0! | 0
0 | 0 | - | 0 | 0 | 0 | 0 | #DIV/0! | #DIV/0! | 0
0 | 0 | - | 0 | 0 | 0 | 0 | #DIV/0! | #DIV/0! | 0
0 | 0 | - | 0 | 0 | 0 | 0 | #DIV/0! | #DIV/0! | 0
0 | 0 | - | 0 | 0 | 0 | 0 | #DIV/0! | #DIV/0! | 0
0 | 0 | - | 0 | 0 | 0 | 0 | #DIV/0! | #DIV/0! | 0
0 | 0 | - | 0 | 0 | 0 | 0 | #DIV/0! | #DIV/0! | 0
0 | 0 | - | 0 | 0 | 0 | 0 | #DIV/0! | #DIV/0! | 0
0 | 0 | - | 0 | 0 | 0 | 0 | #DIV/0! | #DIV/0! | 0
0 | 0 | - | 0 | 0 | 0 | 0 | #DIV/0! | #DIV/0! | 0
0 | 0 | - | 0 | 0 | 0 | 0 | #DIV/0! | #DIV/0! | 0
0 | 0 | - | 0 | 0 | 0 | 0 | #DIV/0! | #DIV/0! | 0
0 | 0 | - | 0 | 0 | 0 | 0 | #DIV/0! | #DIV/0! | 0
0 | 0 | - | 0 | 0 | 0 | 0 | #DIV/0! | #DIV/0! | 0
0 | 0 | - | 0 | 0 | 0 | 0 | #DIV/0! | #DIV/0! | 0
0 | 0 | - | 0 | 0 | 0 | 0 | #DIV/0! | #DIV/0! | 0
0 | 0 | - | 0 | 0 | 0 | 0 | #DIV/0! | #DIV/0! | 0
0 | 0 | - | 0 | 0 | 0 | 0 | #DIV/0! | #DIV/0! | 0
0 | 0 | - | 0 | 0 | 0 | 0 | #DIV/0! | #DIV/0! | 0
0 | 0 | - | 0 | 0 | 0 | 0 | #DIV/0! | #DIV/0! | 0
0 | 0 | - | 0 | 0 | 0 | 0 | #DIV/0! | #DIV/0! | 0
0 | 0 | - | 0 | 0 | 0 | 0 | #DIV/0! | #DIV/0! | 0
0 | 0 | - | 0 | 0 | 0 | 0 | #DIV/0! | #DIV/0! | 0
0 | 0 | - | 0 | 0 | 0 | 0 | #DIV/0! | #DIV/0! | 0
0 | 0 | - | 0 | 0 | 0 | 0 | #DIV/0! | #DIV/0! | 0
0 | 0 | - | 0 | 0 | 0 | 0 | #DIV/0! | #DIV/0! | 0
0 | 0 | - | 0 | 0 | 0 | 0 | #DIV/0! | #DIV/0! | 0
0 | 0 | - | 0 | 0 | 0 | 0 | #DIV/0! | #DIV/0! | 0
0 | 0 | - | 0 | 0 | 0 | 0 | #DIV/0! | #DIV/0! | 0
0 | 0 | - | 0 | 0 | 0 | 0 | #DIV/0! | #DIV/0! | 0
0 | 0 | - | 0 | 0 | 0 | 0 | #DIV/0! | #DIV/0! | 0
0 | 0 | - | 0 | 0 | 0 | 0 | #DIV/0! | #DIV/0! | 0
0 | 0 | - | 0 | 0 | 0 | 0 | #DIV/0! | #DIV/0! | 0
0 | 0 | - | 0 | 0 | 0 | 0 | #DIV/0! | #DIV/0! | 0
0 | 0 | - | 0 | 0 | 0 | 0 | #DIV/0! | #DIV/0! | 0
0 | 0 | - | 0 | 0 | 0 | 0 | #DIV/0! | #DIV/0! | 0
0 | 0 | - | 0 | 0 | 0 | 0 | #DIV/0! | #DIV/0! | 0
0 | 0 | - | 0 | 0 | 0 | 0 | #DIV/0! | #DIV/0! | 0
0 | 0 | - | 0 | 0 | 0 | 0 | #DIV/0! | #DIV/0! | 0
0 | 0 | - | 0 | 0 | 0 | 0 | #DIV/0! | #DIV/0! | 0
0 | 0 | - | 0 | 0 | 0 | 0 | #DIV/0! | #DIV/0! | 0
0 | 0 | - | 0 | 0 | 0 | 0 | #DIV/0! | #DIV/0! | 0
0 | 0 | - | 0 | 0 | 0 | 0 | #DIV/0! | #DIV/0! | 0
0 | 0 | - | 0 | 0 | 0 | 0 | #DIV/0! | #DIV/0! | 0
0 | 0 | - | 0 | 0 | 0 | 0 | #DIV/0! | #DIV/0! | 0
0 | 0 | - | 0 | 0 | 0 | 0 | #DIV/0! | #DIV/0! | 0
0 | 0 | - | 0 | 0 | 0 | 0 | #DIV/0! | #DIV/0! | 0
0 | 0 | - | 0 | 0 | 0 | 0 | #DIV/0! | #DIV/0! | 0
0 | 0 | - | 0 | 0 | 0 | 0 | #DIV/0! | #DIV/0! | 0
0 | 0 | - | 0 | 0 | 0 | 0 | #DIV/0! | #DIV/0! | 0
0 | 0 | - | 0 | 0 | 0 | 0 | #DIV/0! | #DIV/0! | 0
0 | 0 | - | 0 | 0 | 0 | 0 | #DIV/0! | #DIV/0! | 0
0 | 0 | - | 0 | 0 | 0 | 0 | #DIV/0! | #DIV/0! | 0
0 | 0 | - | 0 | 0 | 0 | 0 | #DIV/0! | #DIV/0! | 0
0 | 0 | - | 0 | 0 | 0 | 0 | #DIV/0! | #DIV/0! | 0
0 | 0 | - | 0 | 0 | 0 | 0 | #DIV/0! | #DIV/0! | 0
0 | 0 | - | 0 | 0 | 0 | 0 | #DIV/0! | #DIV/0! | 0
0 | 0 | - | 0 | 0 | 0 | 0 | #DIV/0! | #DIV/0! | 0
0 | 0 | - | 0 | 0 | 0 | 0 | #DIV/0! | #DIV/0! | 0
0 | 0 | - | 0 | 0 | 0 | 0 | #DIV/0! | #DIV/0! | 0
0 | 0 | - | 0 | 0 | 0 | 0 | #DIV/0! | #DIV/0! | 0
0 | 0 | - | 0 | 0 | 0 | 0 | #DIV/0! | #DIV/0! | 0
0 | 0 | - | 0 | 0 | 0 | 0 | #DIV/0! | #DIV/0! | 0
0 | 0 | - | 0 | 0 | 0 | 0 | #DIV/0! | #DIV/0! | 0
0 | 0 | - | 0 | 0 | 0 | 0 | #DIV/0! | #DIV/0! | 0
0 | 0 | - | 0 | 0 | 0 | 0 | #DIV/0! | #DIV/0! | 0
0 | 0 | - | 0 | 0 | 0 | 0 | #DIV/0! | #DIV/0! | 0
0 | 0 | - | 0 | 0 | 0 | 0 | #DIV/0! | #DIV/0! | 0
0 | 0 | - | 0 | 0 | 0 | 0 | #DIV/0! | #DIV/0! | 0
0 | 0 | - | 0 | 0 | 0 | 0 | #DIV/0! | #DIV/0! | 0
0 | 0 | - | 0 | 0 | 0 | 0 | #DIV/0! | #DIV/0! | 0
0 | 0 | - | 0 | 0 | 0 | 0 | #DIV/0! | #DIV/0! | 0
0 | 0 | - | 0 | 0 | 0 | 0 | #DIV/0! | #DIV/0! | 0
0 | 0 | - | 0 | 0 | 0 | 0 | #DIV/0! | #DIV/0! | 0
0 | 0 | - | 0 | 0 | 0 | 0 | #DIV/0! | #DIV/0! | 0
0 | 0 | - | 0 | 0 | 0 | 0 | #DIV/0! | #DIV/0! | 0
0 | 0 | - | 0 | 0 | 0 | 0 | #DIV/0! | #DIV/0! | 0
0 | 0 | - | 0 | 0 | 0 | 0 | #DIV/0! | #DIV/0! | 0
0 | 0 | - | 0 | 0 | 0 | 0 | #DIV/0! | #DIV/0! | 0
0 | 0 | - | 0 | 0 | 0 | 0 | #DIV/0! | #DIV/0! | 0
0 | 0 | - | 0 | 0 | 0 | 0 | #DIV/0! | #DIV/0! | 0
0 | 0 | - | 0 | 0 | 0 | 0 | #DIV/0! | #DIV/0! | 0
0 | 0 | - | 0 | 0 | 0 | 0 | #DIV/0! | #DIV/0! | 0
0 | 0 | - | 0 | 0 | 0 | 0 | #DIV/0! | #DIV/0! | 0
0 | 0 | - | 0 | 0 | 0 | 0 | #DIV/0! | #DIV/0! | 0
0 | 0 | - | 0 | 0 | 0 | 0 | #DIV/0! | #DIV/0! | 0
0 | 0 | - | 0 | 0 | 0 | 0 | #DIV/0! | #DIV/0! | 0
0 | 0 | - | 0 | 0 | 0 | 0 | #DIV/0! | #DIV/0! | 0
0 | 0 | - | 0 | 0 | 0 | 0 | #DIV/0! | #DIV/0! | 0
0 | 0 | - | 0 | 0 | 0 | 0 | #DIV/0! | #DIV/0! | 0
0 | 0 | - | 0 | 0 | 0 | 0 | #DIV/0! | #DIV/0! | 0
0 | 0 | - | 0 | 0 | 0 | 0 | #DIV/0! | #DIV/0! | 0
0 | 0 | - | 0 | 0 | 0 | 0 | #DIV/0! | #DIV/0! | 0
0 | 0 | - | 0 | 0 | 0 | 0 | #DIV/0! | #DIV/0! | 0
0 | 0 | - | 0 | 0 | 0 | 0 | #DIV/0! | #DIV/0! | 0
0 | 0 | - | 0 | 0 | 0 | 0 | #DIV/0! | #DIV/0! | 0
0 | 0 | - | 0 | 0 | 0 | 0 | #DIV/0! | #DIV/0! | 0
0 | 0 | - | 0 | 0 | 0 | 0 | #DIV/0! | #DIV/0! | 0
0 | 0 | - | 0 | 0 | 0 | 0 | #DIV/0! | #DIV/0! | 0
0 | 0 | - | 0 | 0 | 0 | 0 | #DIV/0! | #DIV/0! | 0
0 | 0 | - | 0 | 0 | 0 | 0 | #DIV/0! | #DIV/0! | 0
0 | 0 | - | 0 | 0 | 0 | 0 | #DIV/0! | #DIV/0! | 0
0 | 0 | - | 0 | 0 | 0 | 0 | #DIV/0! | #DIV/0! | 0
0 | 0 | - | 0 | 0 | 0 | 0 | #DIV/0! | #DIV/0! | 0
0 | 0 | - | 0 | 0 | 0 | 0 | #DIV/0! | #DIV/0! | 0
0 | 0 | - | 0 | 0 | 0 | 0 | #DIV/0! | #DIV/0! | 0
0 | 0 | - | 0 | 0 | 0 | 0 | #DIV/0! | #DIV/0! | 0
0 | 0 | - | 0 | 0 | 0 | 0 | #DIV/0! | #DIV/0! | 0
0 | 0 | - | 0 | 0 | 0 | 0 | #DIV/0! | #DIV/0! | 0
0 | 0 | - | 0 | 0 | 0 | 0 | #DIV/0! | #DIV/0! | 0
0 | 0 | - | 0 | 0 | 0 | 0 | #DIV/0! | #DIV/0! | 0
0 | 0 | - | 0 | 0 | 0 | 0 | #DIV/0! | #DIV/0! | 0
0 | 0 | - | 0 | 0 | 0 | 0 | #DIV/0! | #DIV/0! | 0
0 | 0 | - | 0 | 0 | 0 | 0 | #DIV/0! | #DIV/0! | 0
0 | 0 | - | 0 | 0 | 0 | 0 | #DIV/0! | #DIV/0! | 0
0 | 0 | - | 0 | 0 | 0 | 0 | #DIV/0! | #DIV/0! | 0
0 | 0 | - | 0 | 0 | 0 | 0 | #DIV/0! | #DIV/0! | 0
0 | 0 | - | 0 | 0 | 0 | 0 | #DIV/0! | #DIV/0! | 0
0 | 0 | - | 0 | 0 | 0 | 0 | #DIV/0! | #DIV/0! | 0
0 | 0 | - | 0 | 0 | 0 | 0 | #DIV/0! | #DIV/0! | 0
0 | 0 | - | 0 | 0 | 0 | 0 | #DIV/0! | #DIV/0! | 0
0 | 0 | - | 0 | 0 | 0 | 0 | #DIV/0! | #DIV/0! | 0
0 | 0 | - | 0 | 0 | 0 | 0 | #DIV/0! | #DIV/0! | 0
0 | 0 | - | 0 | 0 | 0 | 0 | #DIV/0! | #DIV/0! | 0
0 | 0 | - | 0 | 0 | 0 | 0 | #DIV/0! | #DIV/0! | 0
0 | 0 | - | 0 | 0 | 0 | 0 | #DIV/0! | #DIV/0! | 0
0 | 0 | - | 0 | 0 | 0 | 0 | #DIV/0! | #DIV/0! | 0
0 | 0 | - | 0 | 0 | 0 | 0 | #DIV/0! | #DIV/0! | 0
0 | 0 | - | 0 | 0 | 0 | 0 | #DIV/0! | #DIV/0! | 0
0 | 0 | - | 0 | 0 | 0 | 0 | #DIV/0! | #DIV/0! | 0
0 | 0 | - | 0 | 0 | 0 | 0 | #DIV/0! | #DIV/0! | 0
0 | 0 | - | 0 | 0 | 0 | 0 | #DIV/0! | #DIV/0! | 0
0 | 0 | - | 0 | 0 | 0 | 0 | #DIV/0! | #DIV/0! | 0
0 | 0 | - | 0 | 0 | 0 | 0 | #DIV/0! | #DIV/0! | 0
0 | 0 | - | 0 | 0 | 0 | 0 | #DIV/0! | #DIV/0! | 0
0 | 0 | - | 0 | 0 | 0 | 0 | #DIV/0! | #DIV/0! | 0
0 | 0 | - | 0 | 0 | 0 | 0 | #DIV/0! | #DIV/0! | 0
0 | 0 | - | 0 | 0 | 0 | 0 | #DIV/0! | #DIV/0! | 0
0 | 0 | - | 0 | 0 | 0 | 0 | #DIV/0! | #DIV/0! | 0
0 | 0 | - | 0 | 0 | 0 | 0 | #DIV/0! | #DIV/0! | 0
0 | 0 | - | 0 | 0 | 0 | 0 | #DIV/0! | #DIV/0! | 0
0 | 0 | - | 0 | 0 | 0 | 0 | #DIV/0! | #DIV/0! | 0
0 | 0 | - | 0 | 0 | 0 | 0 | #DIV/0! | #DIV/0! | 0
0 | 0 | - | 0 | 0 | 0 | 0 | #DIV/0! | #DIV/0! | 0
0 | 0 | - | 0 | 0 | 0 | 0 | #DIV/0! | #DIV/0! | 0
0 | 0 | - | 0 | 0 | 0 | 0 | #DIV/0! | #DIV/0! | 0
0 | 0 | - | 0 | 0 | 0 | 0 | #DIV/0! | #DIV/0! | 0
0 | 0 | - | 0 | 0 | 0 | 0 | #DIV/0! | #DIV/0! | 0
0 | 0 | - | 0 | 0 | 0 | 0 | #DIV/0! | #DIV/0! | 0
0 | 0 | - | 0 | 0 | 0 | 0 | #DIV/0! | #DIV/0! | 0
0 | 0 | - | 0 | 0 | 0 | 0 | #DIV/0! | #DIV/0! | 0
0 | 0 | - | 0 | 0 | 0 | 0 | #DIV/0! | #DIV/0! | 0
0 | 0 | - | 0 | 0 | 0 | 0 | #DIV/0! | #DIV/0! | 0
0 | 0 | - | 0 | 0 | 0 | 0 | #DIV/0! | #DIV/0! | 0
0 | 0 | - | 0 | 0 | 0 | 0 | #DIV/0! | #DIV/0! | 0
0 | 0 | - | 0 | 0 | 0 | 0 | #DIV/0! | #DIV/0! | 0
0 | 0 | - | 0 | 0 | 0 | 0 | #DIV/0! | #DIV/0! | 0
0 | 0 | - | 0 | 0 | 0 | 0 | #DIV/0! | #DIV/0! | 0
0 | 0 | - | 0 | 0 | 0 | 0 | #DIV/0! | #DIV/0! | 0
0 | 0 | - | 0 | 0 | 0 | 0 | #DIV/0! | #DIV/0! | 0
0 | 0 | - | 0 | 0 | 0 | 0 | #DIV/0! | #DIV/0! | 0
0 | 0 | - | 0 | 0 | 0 | 0 | #DIV/0! | #DIV/0! | 0
0 | 0 | - | 0 | 0 | 0 | 0 | #DIV/0! | #DIV/0! | 0
0 | 0 | - | 0 | 0 | 0 | 0 | #DIV/0! | #DIV/0! | 0
0 | 0 | - | 0 | 0 | 0 | 0 | #DIV/0! | #DIV/0! | 0
0 | 0 | - | 0 | 0 | 0 | 0 | #DIV/0! | #DIV/0! | 0
0 | 0 | - | 0 | 0 | 0 | 0 | #DIV/0! | #DIV/0! | 0
0 | 0 | - | 0 | 0 | 0 | 0 | #DIV/0! | #DIV/0! | 0
0 | 0 | - | 0 | 0 | 0 | 0 | #DIV/0! | #DIV/0! | 0
0 | 0 | - | 0 | 0 | 0 | 0 | #DIV/0! | #DIV/0! | 0
0 | 0 | - | 0 | 0 | 0 | 0 | #DIV/0! | #DIV/0! | 0
0 | 0 | - | 0 | 0 | 0 | 0 | #DIV/0! | #DIV/0! | 0
0 | 0 | - | 0 | 0 | 0 | 0 | #DIV/0! | #DIV/0! | 0
0 | 0 | - | 0 | 0 | 0 | 0 | #DIV/0! | #DIV/0! | 0
0 | 0 | - | 0 | 0 | 0 | 0 | #DIV/0! | #DIV/0! | 0
0 | 0 | - | 0 | 0 | 0 | 0 | #DIV/0! | #DIV/0! | 0
0 | 0 | - | 0 | 0 | 0 | 0 | #DIV/0! | #DIV/0! | 0
0 | 0 | - | 0 | 0 | 0 | 0 | #DIV/0! | #DIV/0! | 0
0 | 0 | - | 0 | 0 | 0 | 0 | #DIV/0! | #DIV/0! | 0
0 | 0 | - | 0 | 0 | 0 | 0 | #DIV/0! | #DIV/0! | 0
0 | 0 | - | 0 | 0 | 0 | 0 | #DIV/0! | #DIV/0! | 0
0 | 0 | - | 0 | 0 | 0 | 0 | #DIV/0! | #DIV/0! | 0
0 | 0 | - | 0 | 0 | 0 | 0 | #DIV/0! | #DIV/0! | 0
0 | 0 | - | 0 | 0 | 0 | 0 | #DIV/0! | #DIV/0! | 0
0 | 0 | - | 0 | 0 | 0 | 0 | #DIV/0! | #DIV/0! | 0
0 | 0 | - | 0 | 0 | 0 | 0 | #DIV/0! | #DIV/0! | 0
0 | 0 | - | 0 | 0 | 0 | 0 | #DIV/0! | #DIV/0! | 0
0 | 0 | - | 0 | 0 | 0 | 0 | #DIV/0! | #DIV/0! | 0
0 | 0 | - | 0 | 0 | 0 | 0 | #DIV/0! | #DIV/0! | 0
0 | 0 | - | 0 | 0 | 0 | 0 | #DIV/0! | #DIV/0! | 0
0 | 0 | - | 0 | 0 | 0 | 0 | #DIV/0! | #DIV/0! | 0
0 | 0 | - | 0 | 0 | 0 | 0 | #DIV/0! | #DIV/0! | 0
0 | 0 | - | 0 | 0 | 0 | 0 | #DIV/0! | #DIV/0! | 0
0 | 0 | - | 0 | 0 | 0 | 0 | #DIV/0! | #DIV/0! | 0
0 | 0 | - | 0 | 0 | 0 | 0 | #DIV/0! | #DIV/0! | 0
0 | 0 | - | 0 | 0 | 0 | 0 | #DIV/0! | #DIV/0! | 0
0 | 0 | - | 0 | 0 | 0 | 0 | #DIV/0! | #DIV/0! | 0
0 | 0 | - | 0 | 0 | 0 | 0 | #DIV/0! | #DIV/0! | 0
0 | 0 | - | 0 | 0 | 0 | 0 | #DIV/0! | #DIV/0! | 0
0 | 0 | - | 0 | 0 | 0 | 0 | #DIV/0! | #DIV/0! | 0
0 | 0 | - | 0 | 0 | 0 | 0 | #DIV/0! | #DIV/0! | 0
0 | 0 | - | 0 | 0 | 0 | 0 | #DIV/0! | #DIV/0! | 0
0 | 0 | - | 0 | 0 | 0 | 0 | #DIV/0! | #DIV/0! | 0
0 | 0 | - | 0 | 0 | 0 | 0 | #DIV/0! | #DIV/0! | 0
0 | 0 | - | 0 | 0 | 0 | 0 | #DIV/0! | #DIV/0! | 0
0 | 0 | - | 0 | 0 | 0 | 0 | #DIV/0! | #DIV/0! | 0
0 | 0 | - | 0 | 0 | 0 | 0 | #DIV/0! | #DIV/0! | 0
0 | 0 | - | 0 | 0 | 0 | 0 | #DIV/0! | #DIV/0! | 0
0 | 0 | - | 0 | 0 | 0 | 0 | #DIV/0! | #DIV/0! | 0
0 | 0 | - | 0 | 0 | 0 | 0 | #DIV/0! | #DIV/0! | 0
0 | 0 | - | 0 | 0 | 0 | 0 | #DIV/0! | #DIV/0! | 0
0 | 0 | - | 0 | 0 | 0 | 0 | #DIV/0! | #DIV/0! | 0
0 | 0 | - | 0 | 0 | 0 | 0 | #DIV/0! | #DIV/0! | 0
0 | 0 | - | 0 | 0 | 0 | 0 | #DIV/0! | #DIV/0! | 0
0 | 0 | - | 0 | 0 | 0 | 0 | #DIV/0! | #DIV/0! | 0
0 | 0 | - | 0 | 0 | 0 | 0 | #DIV/0! | #DIV/0! | 0
0 | 0 | - | 0 | 0 | 0 | 0 | #DIV/0! | #DIV/0! | 0
0 | 0 | - | 0 | 0 | 0 | 0 | #DIV/0! | #DIV/0! | 0
0 | 0 | - | 0 | 0 | 0 | 0 | #DIV/0! | #DIV/0! | 0
0 | 0 | - | 0 | 0 | 0 | 0 | #DIV/0! | #DIV/0! | 0
0 | 0 | - | 0 | 0 | 0 | 0 | #DIV/0! | #DIV/0! | 0
0 | 0 | - | 0 | 0 | 0 | 0 | #DIV/0! | #DIV/0! | 0
0 | 0 | - | 0 | 0 | 0 | 0 | #DIV/0! | #DIV/0! | 0
0 | 0 | - | 0 | 0 | 0 | 0 | #DIV/0! | #DIV/0! | 0
0 | 0 | - | 0 | 0 | 0 | 0 | #DIV/0! | #DIV/0! | 0
0 | 0 | - | 0 | 0 | 0 | 0 | #DIV/0! | #DIV/0! | 0
0 | 0 | - | 0 | 0 | 0 | 0 | #DIV/0! | #DIV/0! | 0
0 | 0 | - | 0 | 0 | 0 | 0 | #DIV/0! | #DIV/0! | 0
0 | 0 | - | 0 | 0 | 0 | 0 | #DIV/0! | #DIV/0! | 0
0 | 0 | - | 0 | 0 | 0 | 0 | #DIV/0! | #DIV/0! | 0
0 | 0 | - | 0 | 0 | 0 | 0 | #DIV/0! | #DIV/0! | 0
0 | 0 | - | 0 | 0 | 0 | 0 | #DIV/0! | #DIV/0! | 0
0 | 0 | - | 0 | 0 | 0 | 0 | #DIV/0! | #DIV/0! | 0
0 | 0 | - | 0 | 0 | 0 | 0 | #DIV/0! | #DIV/0! | 0
0 | 0 | - | 0 | 0 | 0 | 0 | #DIV/0! | #DIV/0! | 0
0 | 0 | - | 0 | 0 | 0 | 0 | #DIV/0! | #DIV/0! | 0
0 | 0 | - | 0 | 0 | 0 | 0 | #DIV/0! | #DIV/0! | 0
0 | 0 | - | 0 | 0 | 0 | 0 | #DIV/0! | #DIV/0! | 0
0 | 0 | - | 0 | 0 | 0 | 0 | #DIV/0! | #DIV/0! | 0
0 | 0 | - | 0 | 0 | 0 | 0 | #DIV/0! | #DIV/0! | 0
0 | 0 | - | 0 | 0 | 0 | 0 | #DIV/0! | #DIV/0! | 0
0 | 0 | - | 0 | 0 | 0 | 0 | #DIV/0! | #DIV/0! | 0
0 | 0 | - | 0 | 0 | 0 | 0 | #DIV/0! | #DIV/0! | 0
0 | 0 | - | 0 | 0 | 0 | 0 | #DIV/0! | #DIV/0! | 0
0 | 0 | - | 0 | 0 | 0 | 0 | #DIV/0! | #DIV/0! | 0
0 | 0 | - | 0 | 0 | 0 | 0 | #DIV/0! | #DIV/0! | 0
0 | 0 | - | 0 | 0 | 0 | 0 | #DIV/0! | #DIV/0! | 0
0 | 0 | - | 0 | 0 | 0 | 0 | #DIV/0! | #DIV/0! | 0
0 | 0 | - | 0 | 0 | 0 | 0 | #DIV/0! | #DIV/0! | 0
0 | 0 | - | 0 | 0 | 0 | 0 | #DIV/0! | #DIV/0! | 0
0 | 0 | - | 0 | 0 | 0 | 0 | #DIV/0! | #DIV/0! | 0
0 | 0 | - | 0 | 0 | 0 | 0 | #DIV/0! | #DIV/0! | 0
0 | 0 | - | 0 | 0 | 0 | 0 | #DIV/0! | #DIV/0! | 0
0 | 0 | - | 0 | 0 | 0 | 0 | #DIV/0! | #DIV/0! | 0
0 | 0 | - | 0 | 0 | 0 | 0 | #DIV/0! | #DIV/0! | 0
0 | 0 | - | 0 | 0 | 0 | 0 | #DIV/0! | #DIV/0! | 0
0 | 0 | - | 0 | 0 | 0 | 0 | #DIV/0! | #DIV/0! | 0
0 | 0 | - | 0 | 0 | 0 | 0 | #DIV/0! | #DIV/0! | 0
0 | 0 | - | 0 | 0 | 0 | 0 | #DIV/0! | #DIV/0! | 0
0 | 0 | - | 0 | 0 | 0 | 0 | #DIV/0! | #DIV/0! | 0
0 | 0 | - | 0 | 0 | 0 | 0 | #DIV/0! | #DIV/0! | 0
0 | 0 | - | 0 | 0 | 0 | 0 | #DIV/0! | #DIV/0! | 0
0 | 0 | - | 0 | 0 | 0 | 0 | #DIV/0! | #DIV/0! | 0
0 | 0 | - | 0 | 0 | 0 | 0 | #DIV/0! | #DIV/0! | 0
0 | 0 | - | 0 | 0 | 0 | 0 | #DIV/0! | #DIV/0! | 0
0 | 0 | - | 0 | 0 | 0 | 0 | #DIV/0! | #DIV/0! | 0
0 | 0 | - | 0 | 0 | 0 | 0 | #DIV/0! | #DIV/0! | 0
0 | 0 | - | 0 | 0 | 0 | 0 | #DIV/0! | #DIV/0! | 0
0 | 0 | - | 0 | 0 | 0 | 0 | #DIV/0! | #DIV/0! | 0
0 | 0 | - | 0 | 0 | 0 | 0 | #DIV/0! | #DIV/0! | 0
0 | 0 | - | 0 | 0 | 0 | 0 | #DIV/0! | #DIV/0! | 0
0 | 0 | - | 0 | 0 | 0 | 0 | #DIV/0! | #DIV/0! | 0
0 | 0 | - | 0 | 0 | 0 | 0 | #DIV/0! | #DIV/0! | 0
0 | 0 | - | 0 | 0 | 0 | 0 | #DIV/0! | #DIV/0! | 0
0 | 0 | - | 0 | 0 | 0 | 0 | #DIV/0! | #DIV/0! | 0
0 | 0 | - | 0 | 0 | 0 | 0 | #DIV/0! | #DIV/0! | 0
0 | 0 | - | 0 | 0 | 0 | 0 | #DIV/0! | #DIV/0! | 0
0 | 0 | - | 0 | 0 | 0 | 0 | #DIV/0! | #DIV/0! | 0
0 | 0 | - | 0 | 0 | 0 | 0 | #DIV/0! | #DIV/0! | 0
0 | 0 | - | 0 | 0 | 0 | 0 | #DIV/0! | #DIV/0! | 0
0 | 0 | - | 0 | 0 | 0 | 0 | #DIV/0! | #DIV/0! | 0
0 | 0 | - | 0 | 0 | 0 | 0 | #DIV/0! | #DIV/0! | 0
0 | 0 | - | 0 | 0 | 0 | 0 | #DIV/0! | #DIV/0! | 0
0 | 0 | - | 0 | 0 | 0 | 0 | #DIV/0! | #DIV/0! | 0
0 | 0 | - | 0 | 0 | 0 | 0 | #DIV/0! | #DIV/0! | 0
0 | 0 | - | 0 | 0 | 0 | 0 | #DIV/0! | #DIV/0! | 0
0 | 0 | - | 0 | 0 | 0 | 0 | #DIV/0! | #DIV/0! | 0
0 | 0 | - | 0 | 0 | 0 | 0 | #DIV/0! | #DIV/0! | 0
0 | 0 | - | 0 | 0 | 0 | 0 | #DIV/0! | #DIV/0! | 0
0 | 0 | - | 0 | 0 | 0 | 0 | #DIV/0! | #DIV/0! | 0
0 | 0 | - | 0 | 0 | 0 | 0 | #DIV/0! | #DIV/0! | 0
0 | 0 | - | 0 | 0 | 0 | 0 | #DIV/0! | #DIV/0! | 0
0 | 0 | - | 0 | 0 | 0 | 0 | #DIV/0! | #DIV/0! | 0
0 | 0 | - | 0 | 0 | 0 | 0 | #DIV/0! | #DIV/0! | 0
0 | 0 | - | 0 | 0 | 0 | 0 | #DIV/0! | #DIV/0! | 0
0 | 0 | - | 0 | 0 | 0 | 0 | #DIV/0! | #DIV/0! | 0
0 | 0 | - | 0 | 0 | 0 | 0 | #DIV/0! | #DIV/0! | 0
0 | 0 | - | 0 | 0 | 0 | 0 | #DIV/0! | #DIV/0! | 0
0 | 0 | - | 0 | 0 | 0 | 0 | #DIV/0! | #DIV/0! | 0
0 | 0 | - | 0 | 0 | 0 | 0 | #DIV/0! | #DIV/0! | 0
0 | 0 | - | 0 | 0 | 0 | 0 | #DIV/0! | #DIV/0! | 0
0 | 0 | - | 0 | 0 | 0 | 0 | #DIV/0! | #DIV/0! | 0
0 | 0 | - | 0 | 0 | 0 | 0 | #DIV/0! | #DIV/0! | 0
0 | 0 | - | 0 | 0 | 0 | 0 | #DIV/0! | #DIV/0! | 0
0 | 0 | - | 0 | 0 | 0 | 0 | #DIV/0! | #DIV/0! | 0
0 | 0 | - | 0 | 0 | 0 | 0 | #DIV/0! | #DIV/0! | 0
0 | 0 | - | 0 | 0 | 0 | 0 | #DIV/0! | #DIV/0! | 0
0 | 0 | - | 0 | 0 | 0 | 0 | #DIV/0! | #DIV/0! | 0
0 | 0 | - | 0 | 0 | 0 | 0 | #DIV/0! | #DIV/0! | 0
0 | 0 | - | 0 | 0 | 0 | 0 | #DIV/0! | #DIV/0! | 0
0 | 0 | - | 0 | 0 | 0 | 0 | #DIV/0! | #DIV/0! | 0
0 | 0 | - | 0 | 0 | 0 | 0 | #DIV/0! | #DIV/0! | 0
0 | 0 | - | 0 | 0 | 0 | 0 | #DIV/0! | #DIV/0! | 0
0 | 0 | - | 0 | 0 | 0 | 0 | #DIV/0! | #DIV/0! | 0
0 | 0 | - | 0 | 0 | 0 | 0 | #DIV/0! | #DIV/0! | 0
0 | 0 | - | 0 | 0 | 0 | 0 | #DIV/0! | #DIV/0! | 0
0 | 0 | - | 0 | 0 | 0 | 0 | #DIV/0! | #DIV/0! | 0
0 | 0 | - | 0 | 0 | 0 | 0 | #DIV/0! | #DIV/0! | 0
0 | 0 | - | 0 | 0 | 0 | 0 | #DIV/0! | #DIV/0! | 0
0 | 0 | - | 0 | 0 | 0 | 0 | #DIV/0! | #DIV/0! | 0
0 | 0 | - | 0 | 0 | 0 | 0 | #DIV/0! | #DIV/0! | 0
0 | 0 | - | 0 | 0 | 0 | 0 | #DIV/0! | #DIV/0! | 0
0 | 0 | - | 0 | 0 | 0 | 0 | #DIV/0! | #DIV/0! | 0
0 | 0 | - | 0 | 0 | 0 | 0 | #DIV/0! | #DIV/0! | 0
0 | 0 | - | 0 | 0 | 0 | 0 | #DIV/0! | #DIV/0! | 0
0 | 0 | - | 0 | 0 | 0 | 0 | #DIV/0! | #DIV/0! | 0
0 | 0 | - | 0 | 0 | 0 | 0 | #DIV/0! | #DIV/0! | 0
0 | 0 | - | 0 | 0 | 0 | 0 | #DIV/0! | #DIV/0! | 0
0 | 0 | - | 0 | 0 | 0 | 0 | #DIV/0! | #DIV/0! | 0
0 | 0 | - | 0 | 0 | 0 | 0 | #DIV/0! | #DIV/0! | 0
0 | 0 | - | 0 | 0 | 0 | 0 | #DIV/0! | #DIV/0! | 0
0 | 0 | - | 0 | 0 | 0 | 0 | #DIV/0! | #DIV/0! | 0
0 | 0 | - | 0 | 0 | 0 | 0 | #DIV/0! | #DIV/0! | 0
0 | 0 | - | 0 | 0 | 0 | 0 | #DIV/0! | #DIV/0! | 0
0 | 0 | - | 0 | 0 | 0 | 0 | #DIV/0! | #DIV/0! | 0
0 | 0 | - | 0 | 0 | 0 | 0 | #DIV/0! | #DIV/0! | 0
0 | 0 | - | 0 | 0 | 0 | 0 | #DIV/0! | #DIV/0! | 0
0 | 0 | - | 0 | 0 | 0 | 0 | #DIV/0! | #DIV/0! | 0
0 | 0 | - | 0 | 0 | 0 | 0 | #DIV/0! | #DIV/0! | 0
0 | 0 | - | 0 | 0 | 0 | 0 | #DIV/0! | #DIV/0! | 0
0 | 0 | - | 0 | 0 | 0 | 0 | #DIV/0! | #DIV/0! | 0
0 | 0 | - | 0 | 0 | 0 | 0 | #DIV/0! | #DIV/0! | 0
0 | 0 | - | 0 | 0 | 0 | 0 | #DIV/0! | #DIV/0! | 0
0 | 0 | - | 0 | 0 | 0 | 0 | #DIV/0! | #DIV/0! | 0
0 | 0 | - | 0 | 0 | 0 | 0 | #DIV/0! | #DIV/0! | 0
0 | 0 | - | 0 | 0 | 0 | 0 | #DIV/0! | #DIV/0! | 0
0 | 0 | - | 0 | 0 | 0 | 0 | #DIV/0! | #DIV/0! | 0
0 | 0 | - | 0 | 0 | 0 | 0 | #DIV/0! | #DIV/0! | 0
0 | 0 | - | 0 | 0 | 0 | 0 | #DIV/0! | #DIV/0! | 0
0 | 0 | - | 0 | 0 | 0 | 0 | #DIV/0! | #DIV/0! | 0
0 | 0 | - | 0 | 0 | 0 | 0 | #DIV/0! | #DIV/0! | 0
0 | 0 | - | 0 | 0 | 0 | 0 | #DIV/0! | #DIV/0! | 0
0 | 0 | - | 0 | 0 | 0 | 0 | #DIV/0! | #DIV/0! | 0
0 | 0 | - | 0 | 0 | 0 | 0 | #DIV/0! | #DIV/0! | 0
0 | 0 | - | 0 | 0 | 0 | 0 | #DIV/0! | #DIV/0! | 0
0 | 0 | - | 0 | 0 | 0 | 0 | #DIV/0! | #DIV/0! | 0
0 | 0 | - | 0 | 0 | 0 | 0 | #DIV/0! | #DIV/0! | 0
0 | 0 | - | 0 | 0 | 0 | 0 | #DIV/0! | #DIV/0! | 0
0 | 0 | - | 0 | 0 | 0 | 0 | #DIV/0! | #DIV/0! | 0
0 | 0 | - | 0 | 0 | 0 | 0 | #DIV/0! | #DIV/0! | 0
0 | 0 | - | 0 | 0 | 0 | 0 | #DIV/0! | #DIV/0! | 0
0 | 0 | - | 0 | 0 | 0 | 0 | #DIV/0! | #DIV/0! | 0
0 | 0 | - | 0 | 0 | 0 | 0 | #DIV/0! | #DIV/0! | 0
0 | 0 | - | 0 | 0 | 0 | 0 | #DIV/0! | #DIV/0! | 0
0 | 0 | - | 0 | 0 | 0 | 0 | #DIV/0! | #DIV/0! | 0
0 | 0 | - | 0 | 0 | 0 | 0 | #DIV/0! | #DIV/0! | 0
0 | 0 | - | 0 | 0 | 0 | 0 | #DIV/0! | #DIV/0! | 0
0 | 0 | - | 0 | 0 | 0 | 0 | #DIV/0! | #DIV/0! | 0
0 | 0 | - | 0 | 0 | 0 | 0 | #DIV/0! | #DIV/0! | 0
0 | 0 | - | 0 | 0 | 0 | 0 | #DIV/0! | #DIV/0! | 0
0 | 0 | - | 0 | 0 | 0 | 0 | #DIV/0! | #DIV/0! | 0
0 | 0 | - | 0 | 0 | 0 | 0 | #DIV/0! | #DIV/0! | 0
0 | 0 | - | 0 | 0 | 0 | 0 | #DIV/0! | #DIV/0! | 0
0 | 0 | - | 0 | 0 | 0 | 0 | #DIV/0! | #DIV/0! | 0
0 | 0 | - | 0 | 0 | 0 | 0 | #DIV/0! | #DIV/0! | 0
0 | 0 | - | 0 | 0 | 0 | 0 | #DIV/0! | #DIV/0! | 0
0 | 0 | - | 0 | 0 | 0 | 0 | #DIV/0! | #DIV/0! | 0
0 | 0 | - | 0 | 0 | 0 | 0 | #DIV/0! | #DIV/0! | 0
0 | 0 | - | 0 | 0 | 0 | 0 | #DIV/0! | #DIV/0! | 0
0 | 0 | - | 0 | 0 | 0 | 0 | #DIV/0! | #DIV/0! | 0
0 | 0 | - | 0 | 0 | 0 | 0 | #DIV/0! | #DIV/0! | 0
0 | 0 | - | 0 | 0 | 0 | 0 | #DIV/0! | #DIV/0! | 0
0 | 0 | - | 0 | 0 | 0 | 0 | #DIV/0! | #DIV/0! | 0
0 | 0 | - | 0 | 0 | 0 | 0 | #DIV/0! | #DIV/0! | 0
0 | 0 | - | 0 | 0 | 0 | 0 | #DIV/0! | #DIV/0! | 0
0 | 0 | - | 0 | 0 | 0 | 0 | #DIV/0! | #DIV/0! | 0
0 | 0 | - | 0 | 0 | 0 | 0 | #DIV/0! | #DIV/0! | 0
0 | 0 | - | 0 | 0 | 0 | 0 | #DIV/0! | #DIV/0! | 0
0 | 0 | - | 0 | 0 | 0 | 0 | #DIV/0! | #DIV/0! | 0
0 | 0 | - | 0 | 0 | 0 | 0 | #DIV/0! | #DIV/0! | 0
0 | 0 | - | 0 | 0 | 0 | 0 | #DIV/0! | #DIV/0! | 0
0 | 0 | - | 0 | 0 | 0 | 0 | #DIV/0! | #DIV/0! | 0
0 | 0 | - | 0 | 0 | 0 | 0 | #DIV/0! | #DIV/0! | 0
0 | 0 | - | 0 | 0 | 0 | 0 | #DIV/0! | #DIV/0! | 0
0 | 0 | - | 0 | 0 | 0 | 0 | #DIV/0! | #DIV/0! | 0
0 | 0 | - | 0 | 0 | 0 | 0 | #DIV/0! | #DIV/0! | 0
0 | 0 | - | 0 | 0 | 0 | 0 | #DIV/0! | #DIV/0! | 0
0 | 0 | - | 0 | 0 | 0 | 0 | #DIV/0! | #DIV/0! | 0
0 | 0 | - | 0 | 0 | 0 | 0 | #DIV/0! | #DIV/0! | 0
0 | 0 | - | 0 | 0 | 0 | 0 | #DIV/0! | #DIV/0! | 0
0 | 0 | - | 0 | 0 | 0 | 0 | #DIV/0! | #DIV/0! | 0
0 | 0 | - | 0 | 0 | 0 | 0 | #DIV/0! | #DIV/0! | 0
0 | 0 | - | 0 | 0 | 0 | 0 | #DIV/0! | #DIV/0! | 0
0 | 0 | - | 0 | 0 | 0 | 0 | #DIV/0! | #DIV/0! | 0
0 | 0 | - | 0 | 0 | 0 | 0 | #DIV/0! | #DIV/0! | 0
0 | 0 | - | 0 | 0 | 0 | 0 | #DIV/0! | #DIV/0! | 0
0 | 0 | - | 0 | 0 | 0 | 0 | #DIV/0! | #DIV/0! | 0
0 | 0 | - | 0 | 0 | 0 | 0 | #DIV/0! | #DIV/0! | 0
0 | 0 | - | 0 | 0 | 0 | 0 | #DIV/0! | #DIV/0! | 0
0 | 0 | - | 0 | 0 | 0 | 0 | #DIV/0! | #DIV/0! | 0
0 | 0 | - | 0 | 0 | 0 | 0 | #DIV/0! | #DIV/0! | 0
0 | 0 | - | 0 | 0 | 0 | 0 | #DIV/0! | #DIV/0! | 0
0 | 0 | - | 0 | 0 | 0 | 0 | #DIV/0! | #DIV/0! | 0
0 | 0 | - | 0 | 0 | 0 | 0 | #DIV/0! | #DIV/0! | 0
0 | 0 | - | 0 | 0 | 0 | 0 | #DIV/0! | #DIV/0! | 0
0 | 0 | - | 0 | 0 | 0 | 0 | #DIV/0! | #DIV/0! | 0
0 | 0 | - | 0 | 0 | 0 | 0 | #DIV/0! | #DIV/0! | 0
0 | 0 | - | 0 | 0 | 0 | 0 | #DIV/0! | #DIV/0! | 0
0 | 0 | - | 0 | 0 | 0 | 0 | #DIV/0! | #DIV/0! | 0
0 | 0 | - | 0 | 0 | 0 | 0 | #DIV/0! | #DIV/0! | 0
0 | 0 | - | 0 | 0 | 0 | 0 | #DIV/0! | #DIV/0! | 0
0 | 0 | - | 0 | 0 | 0 | 0 | #DIV/0! | #DIV/0! | 0
0 | 0 | - | 0 | 0 | 0 | 0 | #DIV/0! | #DIV/0! | 0
0 | 0 | - | 0 | 0 | 0 | 0 | #DIV/0! | #DIV/0! | 0
0 | 0 | - | 0 | 0 | 0 | 0 | #DIV/0! | #DIV/0! | 0
0 | 0 | - | 0 | 0 | 0 | 0 | #DIV/0! | #DIV/0! | 0
0 | 0 | - | 0 | 0 | 0 | 0 | #DIV/0! | #DIV/0! | 0
0 | 0 | - | 0 | 0 | 0 | 0 | #DIV/0! | #DIV/0! | 0
0 | 0 | - | 0 | 0 | 0 | 0 | #DIV/0! | #DIV/0! | 0
0 | 0 | - | 0 | 0 | 0 | 0 | #DIV/0! | #DIV/0! | 0
0 | 0 | - | 0 | 0 | 0 | 0 | #DIV/0! | #DIV/0! | 0
0 | 0 | - | 0 | 0 | 0 | 0 | #DIV/0! | #DIV/0! | 0
0 | 0 | - | 0 | 0 | 0 | 0 | #DIV/0! | #DIV/0! | 0
0 | 0 | - | 0 | 0 | 0 | 0 | #DIV/0! | #DIV/0! | 0
0 | 0 | - | 0 | 0 | 0 | 0 | #DIV/0! | #DIV/0! | 0
0 | 0 | - | 0 | 0 | 0 | 0 | #DIV/0! | #DIV/0! | 0
0 | 0 | - | 0 | 0 | 0 | 0 | #DIV/0! | #DIV/0! | 0
0 | 0 | - | 0 | 0 | 0 | 0 | #DIV/0! | #DIV/0! | 0
0 | 0 | - | 0 | 0 | 0 | 0 | #DIV/0! | #DIV/0! | 0
0 | 0 | - | 0 | 0 | 0 | 0 | #DIV/0! | #DIV/0! | 0
0 | 0 | - | 0 | 0 | 0 | 0 | #DIV/0! | #DIV/0! | 0
0 | 0 | - | 0 | 0 | 0 | 0 | #DIV/0! | #DIV/0! | 0
0 | 0 | - | 0 | 0 | 0 | 0 | #DIV/0! | #DIV/0! | 0
0 | 0 | - | 0 | 0 | 0 | 0 | #DIV/0! | #DIV/0! | 0
0 | 0 | - | 0 | 0 | 0 | 0 | #DIV/0! | #DIV/0! | 0
0 | 0 | - | 0 | 0 | 0 | 0 | #DIV/0! | #DIV/0! | 0
0 | 0 | - | 0 | 0 | 0 | 0 | #DIV/0! | #DIV/0! | 0
0 | 0 | - | 0 | 0 | 0 | 0 | #DIV/0! | #DIV/0! | 0
0 | 0 | - | 0 | 0 | 0 | 0 | #DIV/0! | #DIV/0! | 0
0 | 0 | - | 0 | 0 | 0 | 0 | #DIV/0! | #DIV/0! | 0
0 | 0 | - | 0 | 0 | 0 | 0 | #DIV/0! | #DIV/0! | 0
0 | 0 | - | 0 | 0 | 0 | 0 | #DIV/0! | #DIV/0! | 0
0 | 0 | - | 0 | 0 | 0 | 0 | #DIV/0! | #DIV/0! | 0
0 | 0 | - | 0 | 0 | 0 | 0 | #DIV/0! | #DIV/0! | 0
0 | 0 | - | 0 | 0 | 0 | 0 | #DIV/0! | #DIV/0! | 0
0 | 0 | - | 0 | 0 | 0 | 0 | #DIV/0! | #DIV/0! | 0
0 | 0 | - | 0 | 0 | 0 | 0 | #DIV/0! | #DIV/0! | 0
0 | 0 | - | 0 | 0 | 0 | 0 | #DIV/0! | #DIV/0! | 0
0 | 0 | - | 0 | 0 | 0 | 0 | #DIV/0! | #DIV/0! | 0
0 | 0 | - | 0 | 0 | 0 | 0 | #DIV/0! | #DIV/0! | 0
0 | 0 | - | 0 | 0 | 0 | 0 | #DIV/0! | #DIV/0! | 0
0 | 0 | - | 0 | 0 | 0 | 0 | #DIV/0! | #DIV/0! | 0
0 | 0 | - | 0 | 0 | 0 | 0 | #DIV/0! | #DIV/0! | 0
0 | 0 | - | 0 | 0 | 0 | 0 | #DIV/0! | #DIV/0! | 0
0 | 0 | - | 0 | 0 | 0 | 0 | #DIV/0! | #DIV/0! | 0
0 | 0 | - | 0 | 0 | 0 | 0 | #DIV/0! | #DIV/0! | 0
0 | 0 | - | 0 | 0 | 0 | 0 | #DIV/0! | #DIV/0! | 0
0 | 0 | - | 0 | 0 | 0 | 0 | #DIV/0! | #DIV/0! | 0
0 | 0 | - | 0 | 0 | 0 | 0 | #DIV/0! | #DIV/0! | 0
0 | 0 | - | 0 | 0 | 0 | 0 | #DIV/0! | #DIV/0! | 0
0 | 0 | - | 0 | 0 | 0 | 0 | #DIV/0! | #DIV/0! | 0
0 | 0 | - | 0 | 0 | 0 | 0 | #DIV/0! | #DIV/0! | 0
0 | 0 | - | 0 | 0 | 0 | 0 | #DIV/0! | #DIV/0! | 0
0 | 0 | - | 0 | 0 | 0 | 0 | #DIV/0! | #DIV/0! | 0
0 | 0 | - | 0 | 0 | 0 | 0 | #DIV/0! | #DIV/0! | 0
0 | 0 | - | 0 | 0 | 0 | 0 | #DIV/0! | #DIV/0! | 0
0 | 0 | - | 0 | 0 | 0 | 0 | #DIV/0! | #DIV/0! | 0
0 | 0 | - | 0 | 0 | 0 | 0 | #DIV/0! | #DIV/0! | 0
0 | 0 | - | 0 | 0 | 0 | 0 | #DIV/0! | #DIV/0! | 0
0 | 0 | - | 0 | 0 | 0 | 0 | #DIV/0! | #DIV/0! | 0
0 | 0 | - | 0 | 0 | 0 | 0 | #DIV/0! | #DIV/0! | 0
0 | 0 | - | 0 | 0 | 0 | 0 | #DIV/0! | #DIV/0! | 0
0 | 0 | - | 0 | 0 | 0 | 0 | #DIV/0! | #DIV/0! | 0
0 | 0 | - | 0 | 0 | 0 | 0 | #DIV/0! | #DIV/0! | 0
0 | 0 | - | 0 | 0 | 0 | 0 | #DIV/0! | #DIV/0! | 0
0 | 0 | - | 0 | 0 | 0 | 0 | #DIV/0! | #DIV/0! | 0
0 | 0 | - | 0 | 0 | 0 | 0 | #DIV/0! | #DIV/0! | 0
0 | 0 | - | 0 | 0 | 0 | 0 | #DIV/0! | #DIV/0! | 0
0 | 0 | - | 0 | 0 | 0 | 0 | #DIV/0! | #DIV/0! | 0
0 | 0 | - | 0 | 0 | 0 | 0 | #DIV/0! | #DIV/0! | 0
0 | 0 | - | 0 | 0 | 0 | 0 | #DIV/0! | #DIV/0! | 0
0 | 0 | - | 0 | 0 | 0 | 0 | #DIV/0! | #DIV/0! | 0
0 | 0 | - | 0 | 0 | 0 | 0 | #DIV/0! | #DIV/0! | 0
0 | 0 | - | 0 | 0 | 0 | 0 | #DIV/0! | #DIV/0! | 0
0 | 0 | - | 0 | 0 | 0 | 0 | #DIV/0! | #DIV/0! | 0
0 | 0 | - | 0 | 0 | 0 | 0 | #DIV/0! | #DIV/0! | 0
0 | 0 | - | 0 | 0 | 0 | 0 | #DIV/0! | #DIV/0! | 0
0 | 0 | - | 0 | 0 | 0 | 0 | #DIV/0! | #DIV/0! | 0
0 | 0 | - | 0 | 0 | 0 | 0 | #DIV/0! | #DIV/0! | 0
0 | 0 | - | 0 | 0 | 0 | 0 | #DIV/0! | #DIV/0! | 0
0 | 0 | - | 0 | 0 | 0 | 0 | #DIV/0! | #DIV/0! | 0
0 | 0 | - | 0 | 0 | 0 | 0 | #DIV/0! | #DIV/0! | 0
0 | 0 | - | 0 | 0 | 0 | 0 | #DIV/0! | #DIV/0! | 0
0 | 0 | - | 0 | 0 | 0 | 0 | #DIV/0! | #DIV/0! | 0
0 | 0 | - | 0 | 0 | 0 | 0 | #DIV/0! | #DIV/0! | 0
0 | 0 | - | 0 | 0 | 0 | 0 | #DIV/0! | #DIV/0! | 0
0 | 0 | - | 0 | 0 | 0 | 0 | #DIV/0! | #DIV/0! | 0
0 | 0 | - | 0 | 0 | 0 | 0 | #DIV/0! | #DIV/0! | 0
0 | 0 | - | 0 | 0 | 0 | 0 | #DIV/0! | #DIV/0! | 0
0 | 0 | - | 0 | 0 | 0 | 0 | #DIV/0! | #DIV/0! | 0
0 | 0 | - | 0 | 0 | 0 | 0 | #DIV/0! | #DIV/0! | 0
0 | 0 | - | 0 | 0 | 0 | 0 | #DIV/0! | #DIV/0! | 0
0 | 0 | - | 0 | 0 | 0 | 0 | #DIV/0! | #DIV/0! | 0
0 | 0 | - | 0 | 0 | 0 | 0 | #DIV/0! | #DIV/0! | 0
0 | 0 | - | 0 | 0 | 0 | 0 | #DIV/0! | #DIV/0! | 0
0 | 0 | - | 0 | 0 | 0 | 0 | #DIV/0! | #DIV/0! | 0
0 | 0 | - | 0 | 0 | 0 | 0 | #DIV/0! | #DIV/0! | 0
0 | 0 | - | 0 | 0 | 0 | 0 | #DIV/0! | #DIV/0! | 0
0 | 0 | - | 0 | 0 | 0 | 0 | #DIV/0! | #DIV/0! | 0
0 | 0 | - | 0 | 0 | 0 | 0 | #DIV/0! | #DIV/0! | 0
0 | 0 | - | 0 | 0 | 0 | 0 | #DIV/0! | #DIV/0! | 0
0 | 0 | - | 0 | 0 | 0 | 0 | #DIV/0! | #DIV/0! | 0
0 | 0 | - | 0 | 0 | 0 | 0 | #DIV/0! | #DIV/0! | 0
0 | 0 | - | 0 | 0 | 0 | 0 | #DIV/0! | #DIV/0! | 0
0 | 0 | - | 0 | 0 | 0 | 0 | #DIV/0! | #DIV/0! | 0
0 | 0 | - | 0 | 0 | 0 | 0 | #DIV/0! | #DIV/0! | 0
0 | 0 | - | 0 | 0 | 0 | 0 | #DIV/0! | #DIV/0! | 0
0 | 0 | - | 0 | 0 | 0 | 0 | #DIV/0! | #DIV/0! | 0
0 | 0 | - | 0 | 0 | 0 | 0 | #DIV/0! | #DIV/0! | 0
0 | 0 | - | 0 | 0 | 0 | 0 | #DIV/0! | #DIV/0! | 0
0 | 0 | - | 0 | 0 | 0 | 0 | #DIV/0! | #DIV/0! | 0
0 | 0 | - | 0 | 0 | 0 | 0 | #DIV/0! | #DIV/0! | 0
0 | 0 | - | 0 | 0 | 0 | 0 | #DIV/0! | #DIV/0! | 0
0 | 0 | - | 0 | 0 | 0 | 0 | #DIV/0! | #DIV/0! | 0
0 | 0 | - | 0 | 0 | 0 | 0 | #DIV/0! | #DIV/0! | 0
0 | 0 | - | 0 | 0 | 0 | 0 | #DIV/0! | #DIV/0! | 0
0 | 0 | - | 0 | 0 | 0 | 0 | #DIV/0! | #DIV/0! | 0
0 | 0 | - | 0 | 0 | 0 | 0 | #DIV/0! | #DIV/0! | 0
0 | 0 | - | 0 | 0 | 0 | 0 | #DIV/0! | #DIV/0! | 0
0 | 0 | - | 0 | 0 | 0 | 0 | #DIV/0! | #DIV/0! | 0
0 | 0 | - | 0 | 0 | 0 | 0 | #DIV/0! | #DIV/0! | 0
0 | 0 | - | 0 | 0 | 0 | 0 | #DIV/0! | #DIV/0! | 0
0 | 0 | - | 0 | 0 | 0 | 0 | #DIV/0! | #DIV/0! | 0
0 | 0 | - | 0 | 0 | 0 | 0 | #DIV/0! | #DIV/0! | 0
0 | 0 | - | 0 | 0 | 0 | 0 | #DIV/0! | #DIV/0! | 0
0 | 0 | - | 0 | 0 | 0 | 0 | #DIV/0! | #DIV/0! | 0
0 | 0 | - | 0 | 0 | 0 | 0 | #DIV/0! | #DIV/0! | 0
0 | 0 | - | 0 | 0 | 0 | 0 | #DIV/0! | #DIV/0! | 0
0 | 0 | - | 0 | 0 | 0 | 0 | #DIV/0! | #DIV/0! | 0
0 | 0 | - | 0 | 0 | 0 | 0 | #DIV/0! | #DIV/0! | 0
0 | 0 | - | 0 | 0 | 0 | 0 | #DIV/0! | #DIV/0! | 0
0 | 0 | - | 0 | 0 | 0 | 0 | #DIV/0! | #DIV/0! | 0
0 | 0 | - | 0 | 0 | 0 | 0 | #DIV/0! | #DIV/0! | 0
0 | 0 | - | 0 | 0 | 0 | 0 | #DIV/0! | #DIV/0! | 0
0 | 0 | - | 0 | 0 | 0 | 0 | #DIV/0! | #DIV/0! | 0
0 | 0 | - | 0 | 0 | 0 | 0 | #DIV/0! | #DIV/0! | 0
0 | 0 | - | 0 | 0 | 0 | 0 | #DIV/0! | #DIV/0! | 0
0 | 0 | - | 0 | 0 | 0 | 0 | #DIV/0! | #DIV/0! | 0
0 | 0 | - | 0 | 0 | 0 | 0 | #DIV/0! | #DIV/0! | 0
0 | 0 | - | 0 | 0 | 0 | 0 | #DIV/0! | #DIV/0! | 0
0 | 0 | - | 0 | 0 | 0 | 0 | #DIV/0! | #DIV/0! | 0
0 | 0 | - | 0 | 0 | 0 | 0 | #DIV/0! | #DIV/0! | 0
0 | 0 | - | 0 | 0 | 0 | 0 | #DIV/0! | #DIV/0! | 0
0 | 0 | - | 0 | 0 | 0 | 0 | #DIV/0! | #DIV/0! | 0
0 | 0 | - | 0 | 0 | 0 | 0 | #DIV/0! | #DIV/0! | 0
0 | 0 | - | 0 | 0 | 0 | 0 | #DIV/0! | #DIV/0! | 0
0 | 0 | - | 0 | 0 | 0 | 0 | #DIV/0! | #DIV/0! | 0
0 | 0 | - | 0 | 0 | 0 | 0 | #DIV/0! | #DIV/0! | 0
0 | 0 | - | 0 | 0 | 0 | 0 | #DIV/0! | #DIV/0! | 0
0 | 0 | - | 0 | 0 | 0 | 0 | #DIV/0! | #DIV/0! | 0
0 | 0 | - | 0 | 0 | 0 | 0 | #DIV/0! | #DIV/0! | 0
0 | 0 | - | 0 | 0 | 0 | 0 | #DIV/0! | #DIV/0! | 0
0 | 0 | - | 0 | 0 | 0 | 0 | #DIV/0! | #DIV/0! | 0
0 | 0 | - | 0 | 0 | 0 | 0 | #DIV/0! | #DIV/0! | 0
0 | 0 | - | 0 | 0 | 0 | 0 | #DIV/0! | #DIV/0! | 0
0 | 0 | - | 0 | 0 | 0 | 0 | #DIV/0! | #DIV/0! | 0
0 | 0 | - | 0 | 0 | 0 | 0 | #DIV/0! | #DIV/0! | 0
0 | 0 | - | 0 | 0 | 0 | 0 | #DIV/0! | #DIV/0! | 0
0 | 0 | - | 0 | 0 | 0 | 0 | #DIV/0! | #DIV/0! | 0
0 | 0 | - | 0 | 0 | 0 | 0 | #DIV/0! | #DIV/0! | 0
0 | 0 | - | 0 | 0 | 0 | 0 | #DIV/0! | #DIV/0! | 0
0 | 0 | - | 0 | 0 | 0 | 0 | #DIV/0! | #DIV/0! | 0
0 | 0 | - | 0 | 0 | 0 | 0 | #DIV/0! | #DIV/0! | 0
0 | 0 | - | 0 | 0 | 0 | 0 | #DIV/0! | #DIV/0! | 0
0 | 0 | - | 0 | 0 | 0 | 0 | #DIV/0! | #DIV/0! | 0
0 | 0 | - | 0 | 0 | 0 | 0 | #DIV/0! | #DIV/0! | 0
0 | 0 | - | 0 | 0 | 0 | 0 | #DIV/0! | #DIV/0! | 0
0 | 0 | - | 0 | 0 | 0 | 0 | #DIV/0! | #DIV/0! | 0
0 | 0 | - | 0 | 0 | 0 | 0 | #DIV/0! | #DIV/0! | 0
0 | 0 | - | 0 | 0 | 0 | 0 | #DIV/0! | #DIV/0! | 0
0 | 0 | - | 0 | 0 | 0 | 0 | #DIV/0! | #DIV/0! | 0
0 | 0 | - | 0 | 0 | 0 | 0 | #DIV/0! | #DIV/0! | 0
0 | 0 | - | 0 | 0 | 0 | 0 | #DIV/0! | #DIV/0! | 0
0 | 0 | - | 0 | 0 | 0 | 0 | #DIV/0! | #DIV/0! | 0
0 | 0 | - | 0 | 0 | 0 | 0 | #DIV/0! | #DIV/0! | 0
0 | 0 | - | 0 | 0 | 0 | 0 | #DIV/0! | #DIV/0! | 0
0 | 0 | - | 0 | 0 | 0 | 0 | #DIV/0! | #DIV/0! | 0
0 | 0 | - | 0 | 0 | 0 | 0 | #DIV/0! | #DIV/0! | 0
0 | 0 | - | 0 | 0 | 0 | 0 | #DIV/0! | #DIV/0! | 0
0 | 0 | - | 0 | 0 | 0 | 0 | #DIV/0! | #DIV/0! | 0
0 | 0 | - | 0 | 0 | 0 | 0 | #DIV/0! | #DIV/0! | 0
0 | 0 | - | 0 | 0 | 0 | 0 | #DIV/0! | #DIV/0! | 0
0 | 0 | - | 0 | 0 | 0 | 0 | #DIV/0! | #DIV/0! | 0
0 | 0 | - | 0 | 0 | 0 | 0 | #DIV/0! | #DIV/0! | 0
0 | 0 | - | 0 | 0 | 0 | 0 | #DIV/0! | #DIV/0! | 0
0 | 0 | - | 0 | 0 | 0 | 0 | #DIV/0! | #DIV/0! | 0
0 | 0 | - | 0 | 0 | 0 | 0 | #DIV/0! | #DIV/0! | 0
0 | 0 | - | 0 | 0 | 0 | 0 | #DIV/0! | #DIV/0! | 0
0 | 0 | - | 0 | 0 | 0 | 0 | #DIV/0! | #DIV/0! | 0
0 | 0 | - | 0 | 0 | 0 | 0 | #DIV/0! | #DIV/0! | 0
0 | 0 | - | 0 | 0 | 0 | 0 | #DIV/0! | #DIV/0! | 0
0 | 0 | - | 0 | 0 | 0 | 0 | #DIV/0! | #DIV/0! | 0
0 | 0 | - | 0 | 0 | 0 | 0 | #DIV/0! | #DIV/0! | 0
0 | 0 | - | 0 | 0 | 0 | 0 | #DIV/0! | #DIV/0! | 0
0 | 0 | - | 0 | 0 | 0 | 0 | #DIV/0! | #DIV/0! | 0
0 | 0 | - | 0 | 0 | 0 | 0 | #DIV/0! | #DIV/0! | 0
0 | 0 | - | 0 | 0 | 0 | 0 | #DIV/0! | #DIV/0! | 0
0 | 0 | - | 0 | 0 | 0 | 0 | #DIV/0! | #DIV/0! | 0
0 | 0 | - | 0 | 0 | 0 | 0 | #DIV/0! | #DIV/0! | 0
0 | 0 | - | 0 | 0 | 0 | 0 | #DIV/0! | #DIV/0! | 0
0 | 0 | - | 0 | 0 | 0 | 0 | #DIV/0! | #DIV/0! | 0
0 | 0 | - | 0 | 0 | 0 | 0 | #DIV/0! | #DIV/0! | 0
0 | 0 | - | 0 | 0 | 0 | 0 | #DIV/0! | #DIV/0! | 0
0 | 0 | - | 0 | 0 | 0 | 0 | #DIV/0! | #DIV/0! | 0
0 | 0 | - | 0 | 0 | 0 | 0 | #DIV/0! | #DIV/0! | 0
0 | 0 | - | 0 | 0 | 0 | 0 | #DIV/0! | #DIV/0! | 0
0 | 0 | - | 0 | 0 | 0 | 0 | #DIV/0! | #DIV/0! | 0
0 | 0 | - | 0 | 0 | 0 | 0 | #DIV/0! | #DIV/0! | 0
0 | 0 | - | 0 | 0 | 0 | 0 | #DIV/0! | #DIV/0! | 0
0 | 0 | - | 0 | 0 | 0 | 0 | #DIV/0! | #DIV/0! | 0
0 | 0 | - | 0 | 0 | 0 | 0 | #DIV/0! | #DIV/0! | 0
0 | 0 | - | 0 | 0 | 0 | 0 | #DIV/0! | #DIV/0! | 0
0 | 0 | - | 0 | 0 | 0 | 0 | #DIV/0! | #DIV/0! | 0
0 | 0 | - | 0 | 0 | 0 | 0 | #DIV/0! | #DIV/0! | 0
0 | 0 | - | 0 | 0 | 0 | 0 | #DIV/0! | #DIV/0! | 0
0 | 0 | - | 0 | 0 | 0 | 0 | #DIV/0! | #DIV/0! | 0
0 | 0 | - | 0 | 0 | 0 | 0 | #DIV/0! | #DIV/0! | 0
0 | 0 | - | 0 | 0 | 0 | 0 | #DIV/0! | #DIV/0! | 0
0 | 0 | - | 0 | 0 | 0 | 0 | #DIV/0! | #DIV/0! | 0
0 | 0 | - | 0 | 0 | 0 | 0 | #DIV/0! | #DIV/0! | 0
0 | 0 | - | 0 | 0 | 0 | 0 | #DIV/0! | #DIV/0! | 0
0 | 0 | - | 0 | 0 | 0 | 0 | #DIV/0! | #DIV/0! | 0
0 | 0 | - | 0 | 0 | 0 | 0 | #DIV/0! | #DIV/0! | 0
0 | 0 | - | 0 | 0 | 0 | 0 | #DIV/0! | #DIV/0! | 0
0 | 0 | - | 0 | 0 | 0 | 0 | #DIV/0! | #DIV/0! | 0
0 | 0 | - | 0 | 0 | 0 | 0 | #DIV/0! | #DIV/0! | 0
0 | 0 | - | 0 | 0 | 0 | 0 | #DIV/0! | #DIV/0! | 0
0 | 0 | - | 0 | 0 | 0 | 0 | #DIV/0! | #DIV/0! | 0
0 | 0 | - | 0 | 0 | 0 | 0 | #DIV/0! | #DIV/0! | 0
0 | 0 | - | 0 | 0 | 0 | 0 | #DIV/0! | #DIV/0! | 0
0 | 0 | - | 0 | 0 | 0 | 0 | #DIV/0! | #DIV/0! | 0
0 | 0 | - | 0 | 0 | 0 | 0 | #DIV/0! | #DIV/0! | 0
0 | 0 | - | 0 | 0 | 0 | 0 | #DIV/0! | #DIV/0! | 0
0 | 0 | - | 0 | 0 | 0 | 0 | #DIV/0! | #DIV/0! | 0
0 | 0 | - | 0 | 0 | 0 | 0 | #DIV/0! | #DIV/0! | 0
0 | 0 | - | 0 | 0 | 0 | 0 | #DIV/0! | #DIV/0! | 0
0 | 0 | - | 0 | 0 | 0 | 0 | #DIV/0! | #DIV/0! | 0
0 | 0 | - | 0 | 0 | 0 | 0 | #DIV/0! | #DIV/0! | 0
0 | 0 | - | 0 | 0 | 0 | 0 | #DIV/0! | #DIV/0! | 0
0 | 0 | - | 0 | 0 | 0 | 0 | #DIV/0! | #DIV/0! | 0
0 | 0 | - | 0 | 0 | 0 | 0 | #DIV/0! | #DIV/0! | 0
0 | 0 | - | 0 | 0 | 0 | 0 | #DIV/0! | #DIV/0! | 0
0 | 0 | - | 0 | 0 | 0 | 0 | #DIV/0! | #DIV/0! | 0
0 | 0 | - | 0 | 0 | 0 | 0 | #DIV/0! | #DIV/0! | 0
0 | 0 | - | 0 | 0 | 0 | 0 | #DIV/0! | #DIV/0! | 0
0 | 0 | - | 0 | 0 | 0 | 0 | #DIV/0! | #DIV/0! | 0
0 | 0 | - | 0 | 0 | 0 | 0 | #DIV/0! | #DIV/0! | 0
0 | 0 | - | 0 | 0 | 0 | 0 | #DIV/0! | #DIV/0! | 0
0 | 0 | - | 0 | 0 | 0 | 0 | #DIV/0! | #DIV/0! | 0
0 | 0 | - | 0 | 0 | 0 | 0 | #DIV/0! | #DIV/0! | 0
0 | 0 | - | 0 | 0 | 0 | 0 | #DIV/0! | #DIV/0! | 0
0 | 0 | - | 0 | 0 | 0 | 0 | #DIV/0! | #DIV/0! | 0
0 | 0 | - | 0 | 0 | 0 | 0 | #DIV/0! | #DIV/0! | 0
0 | 0 | - | 0 | 0 | 0 | 0 | #DIV/0! | #DIV/0! | 0
0 | 0 | - | 0 | 0 | 0 | 0 | #DIV/0! | #DIV/0! | 0
0 | 0 | - | 0 | 0 | 0 | 0 | #DIV/0! | #DIV/0! | 0
0 | 0 | - | 0 | 0 | 0 | 0 | #DIV/0! | #DIV/0! | 0
0 | 0 | - | 0 | 0 | 0 | 0 | #DIV/0! | #DIV/0! | 0
0 | 0 | - | 0 | 0 | 0 | 0 | #DIV/0! | #DIV/0! | 0
0 | 0 | - | 0 | 0 | 0 | 0 | #DIV/0! | #DIV/0! | 0
0 | 0 | - | 0 | 0 | 0 | 0 | #DIV/0! | #DIV/0! | 0
0 | 0 | - | 0 | 0 | 0 | 0 | #DIV/0! | #DIV/0! | 0
0 | 0 | - | 0 | 0 | 0 | 0 | #DIV/0! | #DIV/0! | 0
0 | 0 | - | 0 | 0 | 0 | 0 | #DIV/0! | #DIV/0! | 0
0 | 0 | - | 0 | 0 | 0 | 0 | #DIV/0! | #DIV/0! | 0
0 | 0 | - | 0 | 0 | 0 | 0 | #DIV/0! | #DIV/0! | 0
0 | 0 | - | 0 | 0 | 0 | 0 | #DIV/0! | #DIV/0! | 0
0 | 0 | - | 0 | 0 | 0 | 0 | #DIV/0! | #DIV/0! | 0
0 | 0 | - | 0 | 0 | 0 | 0 | #DIV/0! | #DIV/0! | 0
0 | 0 | - | 0 | 0 | 0 | 0 | #DIV/0! | #DIV/0! | 0
0 | 0 | - | 0 | 0 | 0 | 0 | #DIV/0! | #DIV/0! | 0
0 | 0 | - | 0 | 0 | 0 | 0 | #DIV/0! | #DIV/0! | 0
0 | 0 | - | 0 | 0 | 0 | 0 | #DIV/0! | #DIV/0! | 0
0 | 0 | - | 0 | 0 | 0 | 0 | #DIV/0! | #DIV/0! | 0
0 | 0 | - | 0 | 0 | 0 | 0 | #DIV/0! | #DIV/0! | 0
0 | 0 | - | 0 | 0 | 0 | 0 | #DIV/0! | #DIV/0! | 0
0 | 0 | - | 0 | 0 | 0 | 0 | #DIV/0! | #DIV/0! | 0
0 | 0 | - | 0 | 0 | 0 | 0 | #DIV/0! | #DIV/0! | 0
0 | 0 | - | 0 | 0 | 0 | 0 | #DIV/0! | #DIV/0! | 0
0 | 0 | - | 0 | 0 | 0 | 0 | #DIV/0! | #DIV/0! | 0
0 | 0 | - | 0 | 0 | 0 | 0 | #DIV/0! | #DIV/0! | 0
0 | 0 | - | 0 | 0 | 0 | 0 | #DIV/0! | #DIV/0! | 0

## Pipe Wall (hidden)
D | v
0 | 0
0 | 5
0 | 10